## Description
SGIP IKB Actor Spreadsheet
2015-06-05 13:13
This Speadsheet consolidates/harmonizes Actors from:
• Energy Information Standards (EIS) Alliance Customer Domain Use Cases Vers 3.01 - 2010.May.21
• NIST's Framework and Roadmap Version 1.0: Conceptual Model - 2009.Aug.10
• NIST's Framework and Roadmap Version 1.0 - Chapter 4 + two new areas AMI & - 2009.Aug.10
• NAESB
• NIST's CSWG NISTIR - 2009.July
• IEEE P2030 Draft3.0, Chapter 6 Power System Actors - 2009.July
• SGAC Conceptual Architecture - Interaction Diagrams 2012Mar01.xls
Document Control
| Version | Date | Description | Comment | Contributor(s)
| Version 0.0 | Finalized 2009.May.12 | NIST SGIP Actor IKB |  | M. Burns & etc
| Version 0.1 | Finalized 2010.Sept.03 | Consolidated NIST IKB Actors except Intelligrid/SCE tab | Sent for review 2010.Sept.07 | K. Stafferud & S. Amsbary
| Version 0.2 | Created 2010.Sept.08 | NIST CSWG NISTIR 7628 - 2010/July | Sent for review 2010.Sept.09 | K. Stafferud & S. Amsbary
| Version 0.3 | Created 2010.Sept.09 | IEEE P2030 Draft 3.0, Chapter 6 Power System Actors - 2009.July | Sent for review 2010.Sept.09 | D. Houseman & S. Amsbary
| Version 0.4 | Created 2010.Sept.09 | IEEE P2030 Draft 3.0, Chapter 7 Communications Technology Actors (in-progress) - 2009.July | Sent for review 2010.Sept.13 | D. Houseman & S. Amsbary
| Version 0.41 | Created 2010.Sept.14 | EPRI Actors and Information Classes - 2006.October | Removed | M. Burns & S. Amsbary
| Version 0.42 | Created 2010.Sept.14 | IEEE P2030 Draft 3.0, Chapter 7 Information Technology Actors (in-progress) - 2009.July | Started / frozen (Sept.22) | D. Houseman & S. Amsbary
| Version 0.43 | Created 2010.Sept.20 | Marty Burns comments/corrections, comments tab added | Sent to SCAG members for review 2010.Sept.21 | K. Stefferud, M. Burns & S. Amsbary
| Version 0.44 | Created 2010.Sept.21 | Incremental Marty Burns comments/suggestions | Sent for review 2010.Sept.21 | K. Stefferud, M. Burns & S. Amsbary
| Version 0.45 | Created 2010.Sept.22 | Conference call update - see comments tab | Prelim for SGAC review 2010.Sept.22 | K. Stefferud & S. Amsbary
| Version 0.5 | Created 2010.Sept.22 | EIS use case Actors added | Frozen for SGAC review 2010.Sept.22 | J. Ruiz & S. Amsbary
| Version 0.7 | Created 2010.Sept. 23 | Cleanup for initial SGAC review | Publish first draft | Marty
| Version 0.8 | Created 2011.Aug.18 | EU Commission Actors integrated into existing base | Sent for review 2011.Aug | S. Amsbary
| Version 1.0 | TBD | Approved
| Version 1.1 | Created 2012.Nov19 | ID roles/actor and level of architecure | In-flight | J. Ruiz, E. Sisley, R. Cunningham, T. Considine, S. Amsbary, S. Ray, M. Theobald, L. Tillman, O. Lima
| Version 1.1.2 | Created 2013.Feb.03 | Replaced Bulk Generation with Generation to reflect newest NIST Domain daigram | Added to in-flight v1.1 | S. Amsbary
| Version 1.1.3 | Created 2013.Aug.08 | EU SC-CG WP1 Market based actor/role, service/funtin work - in-flight | Added to in-flight v1.1 | P. Hermans, J. Bruinenberg, K. Sparreboom
Spreadsheet Column description
| Actor: | Participant in a Use Case that can originate or respond to a message
| Alternative Actor Name | Source organization and Alternative Actor name - When there were conflicting Actor names for the same function, the orginal name is identified.
| Abb | Actor Abbreviation
| Actor Type | Actor or role, service, consumable or zone performed by an actor New: Consumable=Resources that are consumed as part of a process that can't be interacted with directly from an informational prespective eg: coal, electicity)
| Architecture Hierarchy | TOGAF level of actor: Conceptual, Logical, Physical/Implementation
| Role | Role classifications from SGAC Conceptual Architecture artifacts (interaction digrams)
| Zone | Groups based upon Purdue CIM for Manufacturering (used in CIGRE D2.24, TC57 WG129 and EU SG-CG SGAM)
| CSWG C,I,A | NISTIR 7628/CSWG security classification: Confidentiality, Integrity, and Availability
| Type: | Application, Database, Device, Facility, Geography, Organization, Person, Organizational Entity
| Domains : | NIST Domains - Bulk Generation, Customer, Distribution, Market, Operation, Service Provider, Transmission, Cross Cutting
| Description : | Actor description
| Tracability Matrix : | The source from which the Actor is found (for traceability/backward-compatabilty)
Original Source Legend
CM: NIST Conceptual Model
E: EIS Use cases (from PAP10 & 17)
EU: EU Commission EG3 Deliverable 04.Apr.2011
SC: SG-CG Market contributions 2013/Aug/08
IE: IEEE P2030 D3.0
N: NAESB
NR: CSWG NISTIR
RM: Reference Model
EUSP: EU Sustaining Process Working Group/IEC TC8-WG4
NW: New Name from AWDP work
RD: NIST Reference Diagramme
W19: TC57 WG19 DER Actors
RM: NIST Road Map Section-4 Actors
Rules for Actor Naming Definiton
Must be participant in a Use Case originating or receiving an action or message
Must be capitalized set of whole words without punctuation marks
If abbreviation is well accepted, the Actor name is the expansion of the abbreviation and the abbreviation is in the abb. colum
If actor is a domain-specific specialization, the domain name is the first word of the actor name
If the actor is well known in a specific domain, but has the same name as an actor already on the list, a specialization name must be constructed so that its meaning is unique

## potential-DER-entities
Cluster Label | (Multiple Items)
DER & TC57 WG17 & TC8 WG6 actors
Count of Entity Name | Column Labels
| Conceptual |  |  | Logical |  |  | Physical | (blank)
Row Labels | Role | Service | Zone | Actor | Role | Service | Actor | - | - | Role | System | (blank)
Advanced Metering Infrastructure (AMI) | [11 empty] | 1
aggregate customers |  | 1
Aggregation Resource |  |  | 1
aggregation support service |  | 1
Aggregator | 1 | [8 empty] | 1 |  | 1
Aggregator | [9 empty] | 2
Area EPS | [11 empty] | 1
Balancing Authority | 1
Balancing Authority (market) | [11 empty] | 1
Battery energy storage | [11 empty] | 1
Battery Service Operator | [9 empty] | 1
Biomass Facility |  |  |  | 1
Biomass plant | [11 empty] | 1
Building Automation System |  |  |  | 1
Building DER EMS (BDEMS) | [11 empty] | 1
Building Management |  | 1
Building Management System | [10 empty] | 1
Building operator | [9 empty] | 1
Campus |  |  |  | 1
Coal Facility |  |  |  | 1
Cogeneration |  |  |  |  | 1
Combined Heat and Power (CHP) | [11 empty] | 1
Communication Nodes | [11 empty] | 1
Controllable Load | 1
Critical Load | [11 empty] | 1
Critical Loads | 1
Customer Information System (CIS) | [11 empty] | 1
DC EPS | [11 empty] | 1
Demand Management |  | 1
Demand Response (DR) Pricing Schedule | [11 empty] | 1
Demand Response (DR) System | [11 empty] | 1
Demand Response Management System |  |  |  | 1
Demand Response Provider |  |  |  | 1
Demand Response Service Provider | 1
DER | [7 empty] | 1
DER | [8 empty] | 2
DER Controllable Load (generic) | [11 empty] | 1
DER Controller (generic) | [11 empty] | 1
DER detector |  | 1
DER Generating Unit (generic) | [11 empty] | 1
DER Log | [11 empty] | 1
DER Management |  | 1
DER Management System | [10 empty] | 1
DER Management System (DER-MS) (generic) | [11 empty] | 1
DER Meter | [11 empty] | 1
DER operation |  | 1
DER Operator (generic) | [11 empty] | 1
DER Owner (generic) | [11 empty] | 1
DER Protection Function | [11 empty] | 1
DER resource availability |  | 2
DER Storage Unit (generic) | [11 empty] | 1
DER Support services |  | 2
DER System (generic) | [11 empty] | 1
DER Unit (generic) | [11 empty] | 1
Device Load Management |  | 1
Distributed Data Management |  | 1
Distributed Energy Resource (DER) (generic) | [11 empty] | 1
Distributed Energy Resource Management: |  | 1
Distributed Energy Resources support service |  | 1
Distributed Generation |  | 1
Distributed Generation Aggregation |  | 1
Distributed Generation Submeter | [6 empty] | 1
Distributed Intelligence Capabilities |  | 1
Distributed Resources Monitor |  | 1
Distributed Solar |  |  |  | 1
Distributed Storage |  |  |  |  | 1
Distributed Wind |  |  |  |  | 1
Distribution Asset Management |  | 1
Distribution Balancing Authority |  | 1
Distribution control |  | 1
Distribution Control Devices |  |  |  | 1
Distribution Data Collector |  |  |  | 1
Distribution Energy Loss Minimization: |  | 1
Distribution Engineering | 1
Distribution Intelligent Electric Device |  |  |  | 1
Distribution Interconnect Estimator |  | 1
Distribution Management System | [10 empty] | 1
Distribution Management System (DMS) | [11 empty] | 1
Distribution Operations Model and Analysis (DOMA) | [11 empty] | 1
Distribution SCADA System (DSCADA) | [11 empty] | 1
Distribution System Operator (DSO) | [11 empty] | 1
Distribution System Power Flow (DSPF) | [11 empty] | 1
Distribution/DER SCADA System | [11 empty] | 1
DSO DER EMS (DDEMS) | [11 empty] | 1
DSO Operator | [11 empty] | 1
DSO Planner | [11 empty] | 1
Electric Power System (EPS) (generic) | [11 empty] | 1
Electric Storage |  |  |  |  | 1
Electric Vehicle |  |  |  | 1
Electric Vehicle (EV) | [11 empty] | 1
Electric Vehicle / Transportation Solution Providers |  |  |  | 1
Electric Vehicle Charging SP | [8 empty] | 1
Electric Vehicle EMS (EVEMS) | [11 empty] | 1
Electric Vehicle Service Element |  |  |  | 1
Electric Vehicle Service Provider (PEV-SP) | [8 empty] | 1
Electric Vehicle Supply Equipment (EVSE) | [11 empty] | 1
Electric Vehicle Supply Equipment (EVSE) | [8 empty] | 1
Electrical Point of Connection (ECP) | [11 empty] | 1
Energy Services Interface (ESI) | [11 empty] | 1
Energy Storage Management | [5 empty] | 1
EPS switch | [11 empty] | 1
EV Pricing Program | [11 empty] | 1
EVSE | [8 empty] | 1
Facility | 1
Facility DER EMS (FDEMS) | [11 empty] | 1
Facility Energy Management System/Gateway |  |  |  |  | 1
Facility Local Area Network (Facility LAN) | [11 empty] | 1
Facility Manager | 1
Fuel cell | [11 empty] | 1
Gas turbine | [11 empty] | 1
Generation | 1
Generation Asset Management | [5 empty] | 1
Geographic Information System | [5 empty] | 1
Geographic Information System | [10 empty] | 1
Geographic Information System (GIS) | [11 empty] | 1
Hydro Facility |  |  |  | 1
Hydro plant | [11 empty] | 1
Local EPS | [11 empty] | 1
Magnetic Energy Storage Systems | [6 empty] | 1
Market Generator | 1
Market operator (generic) | [11 empty] | 1
Micro Hydro |  |  |  | 1
Microgrid DER EMS (MDEMS) | [11 empty] | 1
Microgrid Distributed Generation Network |  |  |  | 1
Microgrid EPS | [11 empty] | 1
Microgrid Operator | [11 empty] | 1
Microgrid Owner | [11 empty] | 1
Non-Controllable Load | [11 empty] | 1
Non-Critical Load | [11 empty] | 1
Non-regulating DER System | [11 empty] | 1
Nuclear Generation Facility |  |  |  | 1
Outage Management |  | 1
Outage Management |  | 1
Outage Management System | [5 empty] | 1 |  |  |  |  | 1
Outage Management System (OMS) | [11 empty] | 1
Outage Management: |  | 1
Outage minimization service |  | 1
PCC Switch | [11 empty] | 1
Peaker |  |  |  |  | 1
Photovoltaic system (PV) | [11 empty] | 1
Point of Common Coupling (PCC) | [11 empty] | 1
Power Plant DER EMS (PDEMS) | [11 empty] | 1
Power Plant Operator | [11 empty] | 1
Power Plant Owner | [11 empty] | 1
Public Network | [11 empty] | 1
Pumped Storage Facility |  |  |  | 1
Pumped water storage | [11 empty] | 1
Reactor |  |  |  | 1
Regulating DER System | [11 empty] | 1
Renewable DER | [11 empty] | 1
Renewable Facility |  |  |  | 1
Renewable Generation Forecaster | [10 empty] | 1
Resource Aggregation |  | 1
Resource Provider | 1
Response Method Aggregator |  |  |  |  | 1
Retail DER Energy Management System (RDEMS) | [11 empty] | 1
Retail Energy Provider (REP) | [11 empty] | 1
Retail Market (generic) | [11 empty] | 1
Sheddable Loads |  |  |  |  | 1
Solar |  |  |  |  | 1
Storage | 1
Storage | [10 empty] | 1
Synchronizing equipment | [11 empty] | 1
TDEMS or TSO EMS | [11 empty] | 1
Thermal Storage |  |  |  |  | 1
Time Synchronization Management |  | 1
Time Synchronization Source | [11 empty] | 1
Transmission Battery Storage | [6 empty] | 1
Transmission Bus Load Model (TBLM) | [11 empty] | 1
Transmission System Operator | 1
Transmission System Operator (TSO) | [9 empty] | 1 |  | 1
V2G DR program | [11 empty] | 1
Virtual Power Plant (VPP) DER EMS (VDEMS) | [11 empty] | 1
Virtual Resource (generic) | [11 empty] | 1
Weather Data Collection |  | 1
Weather Forecast | [8 empty] | 1
Weather forecast support |  | 1
Weather System | [11 empty] | 1
Wholesale Hydro |  |  |  | 1
Wide Area Network (WAN) | [11 empty] | 1
Wind Generation |  |  |  |  | 1
Wind turbine | [11 empty] | 1
Wood chip boiler | [11 empty] | 1
Grand Total | 13 | 32 | 1 | 21 | 11 | 4 | 3 | 1 | 7 | 6 | 7 | 85

## Combined-Elements-noduprows
[12 empty] | EU SG-CG WP1 Contributions |  |  | Original Source Traceability (backward-compatability)
[12 empty] | Using ETSO Market Model |  |  | Roadmap: FERC4+2 (NIST)
row action flag delete (d) harmonize (h) | Entity Name | Original Alternative Entity Name (Including entity names are duplicates) | col-C | col-D | Actor / SrvcCollection / Service | Hierarchy Conceptual/ Logical/ Physical | Role (from role tab) | Type | NIST (Legacy) Domain | Manufacturer-CIM (IEC #) Type of Zone | Description | Actor/ type or Role | Related Role | Business function/ service | AMI Systems | Electric Transportaion | Distribution Grid Mgmt | WASA | Demand Response | Electric Storage | Conceptual Model | Reference Diagram | NAESB | CSWG NISTIR 7628 | CSWG Actors | IEEE P2030 Draft 3.0 | EIS | EU Commission | EU WGSP Vers 0.5 | SGAC Conceptual Arch | IEC TC57-WG19 & TC8 WG6 DER Actor/Roles | EU SC-CG WP1 | ENTSO-E role model | AhG Charging | IEC61968 IRM | IEC SG3 | GUC | DKE Repository | SMCG | EG3 | EU Source:unknown | New | Note | US/EU Input | ADWP original focus | Cluster Label | TC8 WG6 use case actors + assoc. actors for use case 2.1.1 | Notes
| 0 |  |  |  | - | [5 empty] | Combination of load and generation object devices | [26 empty] | X |  |  |  |  | DKE Repository | EU
| 0 |  |  |  | - | [5 empty] | â€¢ Metrology functions including the conventional meter display (register or index) that are under legal metrological control. When under metrological control, these functions shall meet the essential requirements of the MID; | [26 empty] | X |  |  |  |  | Smart Home/Commercial/Industrial/DR-Customer EMS | EU
| (Energy) Dispatcher | Eur: Dispatcher |  |  | Role ServiceCompostion if reworded to avoid ref to person | Conceptual - 1st |  | Organizational Entity | Transmission/Distribution or all |  | Actor Role Service-Collection in charge of dispatching Electricity (e.g. usually at the transmission level, distribution, etc) | role | transmission capacity allocator ? | [15 empty] | X | [14 empty] | US | X
| {Need more information} |  |  |  | Service | Conceptual |  | Automation Service | Service Provider |  | {Need more information} | [18 empty] | X | [13 empty] | US
| Volt/Var Control |  |  |  | Service | Conceptual
| Demand/Response |  |  |  | Service | Conceptual
| direct load to control |  |  |  | Service | Conceptual
| Abnormal operations support |  |  |  | Service | Conceptual |  | Automation Service | Operations |  | Provide support for dispatch of attached resources to operate them in abnormal situations | [18 empty] | X | [13 empty] | US
| Access Control Management |  |  |  | Service | Conceptual |  | Business Service | Cross-cutting |  | This service manages smart grid component access control processes | [18 empty] | X | [13 empty] | US
| Access Control Management |  |  |  | Service | Conceptual |  | Business Service | Customer |  | Provide a mechanism to support access control | [18 empty] | X | [13 empty] | US
| Access Point (ie. Data Aggregation Point) | IE: Distribution Access Point |  |  | Actor | Logical | Processor | Device | Distribution |  | Collects and aggregates all data from/to end devices through Neighbourhood and/or Field Area and/or AMI networks. These devices are IEEE 802.11n compliant. They interface the Backhaul WAN. | system actor | metered data collector | [30 empty] | US
| Account Management |  |  |  | Service Service-Collection | Conceptual | Manager | Organization | Service Provider |  | Business function or service that manages supplier and customer business accounts. |  |  | function/ service | [6 empty] | X | [22 empty] | US | X
| Account Management System |  |  |  | Actor | Logical | Manager | Application | Service Provider |  | Software that supports the bBusiness function or service that manages supplier and customer business accounts. | system actor | Multiple | [7 empty] | X | [22 empty] | US | X
| Accounting |  |  |  | Service | Conceptual |  | Automation Service | Cross-cutting |  | A service that tracks the activity of a particular entity. | [18 empty] | X | [13 empty] | US
| AccountingPoint responsible |  |  |  | Role | [5 empty] | Responsible for the maintenance and mapping between the logical registers and the accounting points in compliance with local market rules | [21 empty] | X | [9 empty] | ENTSO-E Role model | EU
| Actor A |  |  |  | External Actor | [5 empty] | External actor (Smart Grid Market Role) interacting with the system functions and components in the home or home automation network through the metering communication channel. This actor is responsible for collecting metering data. Examples of such market roles are the DSO, metering company, etc. | [25 empty] | X | [5 empty] | GUC | EU
| Actor A (external actor) |  |  |  | - | [32 empty] | X |  |  |  |  | Smart Home/Commercial/Industrial/DR-Customer EMS | EU
| Actor B |  |  |  | External Actor | [5 empty] | External actor (Smart Grid Market Role) interacting with the system functions and components in the home or home automation network through the metering communication channel. This actor is responsible for collecting metering data. Examples of such market roles are the DSO, metering company, etc. | [25 empty] | X | [5 empty] | GUC | EU
| Actor B (external actor) |  |  |  | - | [5 empty] | External actor (Smart Grid Market Role) interacting with the system functions and components in the home or home automation network through the metering communication channel. This actor is responsible for collecting metering data. Examples of such market roles are the DSO, metering company, etc. | [26 empty] | X |  |  |  |  | Smart Home/Commercial/Industrial/DR-Customer EMS | EU
| Actuation |  |  |  | Service | Logical
| Actuator |  |  |  | Actor Role | Logical Conceptual | Actuator | Device | Cross Cutting | Process | An actuator is a transducer that accepts a signal and converts it to a physical action. In other words, an actuator causes an action to occur relating to the data that was sent to it. The are used to remotely operate devices such as switches and circuit-breakers. | system actor | grid operator | [30 empty] | US | X
| Adjust transformer operatining settings |  |  |  | Service | Conceptual |  | Automation Service | Transmission |  | Service that adjusts transformer setting for load | [18 empty] | X | [13 empty] | US
| Advanced Metering Infrastructure (AMI) | [29 empty] | X | [11 empty] | Lvl 3 REP and ICT |  |  | DER
| Advanced products simulation service |  |  |  | Service | Conceptual |  | Automation Service | Market |  | Provides the ability to simulate the impact of proposed changes to the market including new technologies to see the impact on the market based on a wide range of scenarios | [18 empty] | X | [13 empty] | US
| aggregate customers |  |  |  | Service | Conceptual |  | Business Service | Service Provider |  | aggregate customers for various electricity buying and selling options | [18 empty] | X | [13 empty] | US |  | p
| Aggregation Resource | N: Resource |  |  | Zone | Conceptual | Processor | Organizational Entity | Market | Market | A market-dependent group of Response Method Aggregations that represents a dispatchable entity. | [11 empty] | X | [20 empty] | US | X | p
| aggregation support service |  |  |  | Service | Conceptual |  | Automation Service | Market |  | Provide a support system to allow aggregators to participate in the market on behalf of their customers | [18 empty] | X | [13 empty] | US |  | p
h | Aggregator | RM: Energy Services Company; NR: Aggregator / Retail Energy Provider; EU: Supplier; xx: Energy Services Aggregator |  |  | Role | Conceptual | Manager | Organization | Service Provider | Enterprise | The role that combines curtailment, demand or DER of two or more customers into a single purchasing unit to negotiate the purchase or the sale of electricity to retail electric providers. Aggregators may not sell or take title to electricity. Retail electric providers are not aggregators. | role |  |  | X | X | X | X | X | X | X | X |  | X |  |  |  | X |  |  | X | [12 empty] | US | X | p
h | Aggregator |  |  |  | Role | [5 empty] | offers services to aggregate energy production from different sources (generators) and acts towards the grid as one entity, including local aggregation of demand (Demand Response management) and supply (generation management). In cases where the aggregator is not a supplier, it maintains a contract with the supplier. | [26 empty] | X |  | X | X |  | EG3 | EU, US |  | p | X
h | Aggregator | [9 empty] | Third party managing aggregations of DER systems | [19 empty] | X | [11 empty] | Lvl 3 REP and ICT |  |  | DER
d | Aggregator |  |  |  | Role | [5 empty] | offers services to aggregate energy production from different sources (generators) and acts towards the grid as one entity, including local aggregation of demand (Demand Response management) and supply (generation management). In cases where the aggregator is not a supplier, it maintains a contract with the supplier. | [26 empty] | X |  |  | X | - |  | US |  | p | X
h | Aggregator |  |  |  | Role | [32 empty] | X |  |  |  |  | Distribution Grid Management/Microgrid | EU |  | p
| AMI Head-end |  |  | EU-WGSP: Head End System (HES) | Actor | Logical | Processor | Device | Operations |  | Provides the Interface to the Advanced Metering Infrastructure and manages the information exchanges between third party systems. The head-end is the command application for AMI solution. Optionally it manages required or desired meter reading schedules, and enacts other meter and communication-related commands. Most Head-ends also contain a vendor specific extension like a Meter Data Master (MDMS) and Validates, edits, and estimates (VEE) meter calculations. | system actor | metered datacollector |  |  |  | X | [5 empty] | X | [20 empty] | US | X
h | AMI Operator | EU: Head End System (HES) Operator |  |  | Actor | Logical | Manager | Role | Operations |  | General operator of the AMI system | business actor | metered datacollector | [15 empty] | X | [14 empty] | US | X
h | AMI operator |  |  |  | generic role | [5 empty] | General operator of the AMI system | [29 empty] | X |  | 0 | EU
h | AMI Service Engineer |  |  |  | Actor | Logical | Maintainer | Person | Operations |  | External actor responsible for the installation, operation, maintenance and de-installation of the system components. It may access, if properly identified and authorized, those components either directly, via local operation and maintenance interfaces, or from a system component from a higher hierarchical level (e.g. meters may be accessed for maintenance purposes via NNAPs or the HES). | business actor | metered datacollector | [15 empty] | X | [14 empty] | US | X
h | AMI service engineer [E] |  |  |  | generic role | [5 empty] | External actor responsible for the installation, operation, maintenance and de-installation of the system components. It may access, if properly identified and authorized, those components either directly, via local operation and maintenance interfaces, or from a system component from a higher hierarchical level (e.g. meters may be accessed for maintenance purposes via NNAPs or the HES). | [27 empty] | X |  |  |  | SMCG | EU
| AMI System |  |  |  | System | [5 empty] | Advanced Metering Infrastructure System | [27 empty] | X |  |  |  | SMCG | EU
| analytics support service |  |  |  | Service | Conceptual |  | Automation Service | Market |  | Provide a platform of market analytics to support participant review of market rule related conditions | [18 empty] | X | [13 empty] | US
| analyze schedules |  |  |  | Service | Conceptual |  | Business Service | Bulk Generation |  | provide analytics to determine issues with planned operations | [18 empty] | X | [13 empty] | US
| analyze system state |  |  |  | Service | Conceptual |  | Automation Service | Transmission |  | analyze operational condition information | [18 empty] | X | [13 empty] | US
| Analzye event |  |  |  | Service | Conceptual |  | Business Service | Operations |  | Reconstruct the dynamic values of grid attributes around the time of a past grid event | [18 empty] | X | [13 empty] | US
| Ancillary Ops Market |  |  |  | Role Service | Conceptual |  | Application | Market | Enterprise | Provide a market to provide frequency support, voltage support, spinning reserve and other services as defined by FERC, NERC and the various ISO. These markets normally function on a regional or ISO basis. |  |  | function/ service ? | [6 empty] | X | [22 empty] | US | X
| Ancillary Service Providers |  |  |  | Actor | Logical |  | Organization | Service Provider |  | Provide third-party ancillary services to provide frequency support, voltage support, spinning reserve and other services as defined by FERC, NERC and the variousttransmission authority, | role | reserve allocator ? | [14 empty] | X | [15 empty] | US | X
| Ancillary services management |  |  |  | Service | Conceptual |  | Automation Service | Operations |  | Provide a mechanism to manage the operation of grid connected energy resources that are enrolled for ancillary services | [18 empty] | X | [13 empty] | US
| Ancillary Services providers |  |  |  | Role | [5 empty] | 0 | [28 empty] | X |  |  | EG3 | EU
| ancillary services support |  |  |  | Service | Conceptual |  | Automation Service | Bulk Generation |  | Provide a platform to analyze market needs for operational provisioning of ancillary services | [18 empty] | X | [13 empty] | US
| Appliance | RM: Customer Appliance, RD: Appliances |  |  | Actor | Logical | Equipment | Device | Cross Cutting | Enterprise | generic appliance - not enough detail to be useful, recommend remove | system actor | multiple | [7 empty] | X | X | [21 empty] | US | X
| Appliance - Customer |  |  |  | Actor | Logical - 2nd |  | Device | Customer |  | Consumer (in-home) electric device. Potentially controllable (making them Customer Devices) to reduce/increase load as directed. Includeslights, pool pumps, air conditioners, electric water heaters, refrigerators, washers, electric dryers, dishwashers, &c. | system actor | party connected to the grid | [7 empty] | X | X | [21 empty] | US | X
| Appliance Control |  |  |  | Service Role | Logical Conceptual |  | Application | Customer |  | The role associated with the external control of an End Device. | role | consumption responsible party | [9 empty] | X | [20 empty] | US | X
| Appliances |  |  |  | System | [5 empty] | Object devices | [26 empty] | X |  |  |  |  | DKE Repository | EU
| Application Management |  |  |  | Service | Conceptual |  | Business Service | Cross-cutting |  | This service manages smart grid applications | [18 empty] | X | [13 empty] | US
| Area Energy Service Operator |  |  |  | Role | [5 empty] | A party offering services regarding the energy management of a specific location or geographical area. These services could be dedicated to the charge management of electric vehicles as well as the energy management of the location, like tertiary buildings (in such a case the charging of EVs could be included in a local optimization).An Area Energy Service Operator could, at the same time, offer EV charging Energy (e-Mobility) Services (user profile and billing could be integrated in its service offer). Additional information: an Area Energy Service Operator could be considered as an Aggregator for specific services, linked to the charge management. | [22 empty] | X | [8 empty] | AhG Charging | EU
| Area EPS | [9 empty] | An EPS that serves Local EPSs | [19 empty] | X | [11 empty] | Lvl 0 EPS |  |  | DER
| Assessment |  |  |  | Service | Conceptual |  | Automation Service | Customer |  | A service that assesses configuration viability | [18 empty] | X | [13 empty] | US
| asset information |  |  |  | Service | Conceptual |  | Automation Service | Transmission |  | Provides a repository of equipment characteristics including operational conditions | [18 empty] | X | [13 empty] | US
| Asset inventory |  |  |  | Service | Conceptual |  | Automation Service | Distribution |  | Maintaining current inventory of distribution system assets. | [18 empty] | X | [13 empty] | US
h | Asset Investment Planning |  |  |  | Role | Conceptual |  | Application | Operations |  | Asset investment planning involves strategy definition and prioritisation, maintenance strategy planning, risk management, programme management and decision-making. It drives the condition, configuration, performance, operating costs, and flexibility of the asset base, with the aim of maximising value. |  | grid operator | function/ service | [14 empty] | X | [14 empty] | US | X
h | Asset investment planning (AMAIP) |  |  |  | Application | [5 empty] | Asset investment planning involves strategy definition and prioritisation, maintenance strategy planning, risk management, programme management and decision-making. It drives the condition, configuration, performance, operating costs, and flexibility of the asset base, with the aim of maximising value. | [23 empty] | X | [7 empty] | 61968-IRM | EU
| Asset Management System |  |  |  | Application | [5 empty] | Application which optimizes the utilization of assets regarding loading, maintenance and lifetime | [24 empty] | X | [6 empty] | SG3 | EU
| asset security management |  |  |  | Service | Conceptual |  | Automation Service | Transmission |  | Provides management of physical asset envelope based on the ranking of the asset | [18 empty] | X | [13 empty] | US
| asset security monitoring |  |  |  | Service | Conceptual |  | Automation Service | Transmission |  | Monitors for breaches in the physical environment of the grid | [18 empty] | X | [13 empty] | US
| Association Management |  |  |  | Service | Conceptual |  | Automation Service | Cross-cutting |  | A service threat controls the hierarchy of associations | [18 empty] | X | [13 empty] | US
| Attestation Service |  |  |  | Service | Conceptual |  | Automation Service | Cross-cutting |  | A service that provides assurance claims | [18 empty] | X | [13 empty] | US
| Audit data collector |  |  |  | Service | Conceptual |  | Automation Service | Distribution |  | This service provides the retreival, retention and presentment of historical system audit data for audit reporting. Data is time stamped, archived and deleted per audit criteria. | [18 empty] | X | [13 empty] | US
| Audit Management |  |  |  | Service | Conceptual |  | Automation Service | Cross-cutting |  | A service that controls all operational aspects of Auditing | [18 empty] | X | [13 empty] | US
| Audit trail management: |  |  |  | Service | Conceptual |  | Business Service | Distribution |  | This service provides the retrieval and reports necessary to provide an audit trail for system event reporting. | [18 empty] | X | [13 empty] | US
| Auditing |  |  |  | Service | Conceptual |  | Automation Service | Customer |  | A service that tracks the configuration of entitiies | [18 empty] | X | [13 empty] | US
| Authenticate user |  |  |  | Service | Conceptual |  | Business Service | Operations |  | Confirm the identity of the user | [18 empty] | X | [13 empty] | US
h | Authentication |  |  |  | Service | Conceptual |  | Automation Service | Cross-cutting |  | A service that validates the authenticity of an entity | [18 empty] | X | [13 empty] | US
h | Authentication |  |  |  | Service | Conceptual |  | Automation Service | Operations |  | A service that determines whether an entity is allowed to perform a particular activity | [18 empty] | X | [13 empty] | US
| Authentication Management |  |  |  | Service | Conceptual |  | Business Service | Cross-cutting |  | This service manages authentication processes | [18 empty] | X | [13 empty] | US
| Authorization |  |  |  | Service | Conceptual |  | Automation Service | Cross-cutting |  | A service that determines whether an entity is allow to perform a particular activity | [18 empty] | X | [13 empty] | US
| Automated Restart |  |  |  | Service | Conceptual |  | Automation Service | Operations |  | Provide a mechanism to automatically restart key facilities based on remote commands | [18 empty] | X | [13 empty] | US
| Automated Service Restoration: |  |  |  | Service | Conceptual |  | Business Service | Distribution |  | This service manages automated service restoration functions. Measurement of this service would follow accepted indicies on system restoration performance. | [18 empty] | X | [13 empty] | US
| Availability Service |  |  |  | Service | Conceptual |  | Automation Service | Cross-cutting |  | A service which maintains entity availability | [18 empty] | X | [13 empty] | US
| Back Office Systems | NR: Metering/Billing /Utility Back Office |  |  | Actor | Logical |  | Application | Operations |  | Applications which support the admistrative support for the utility or Service Provider. These applcations usually include customer billing, general ledger & accounting | system actor | multiple | [10 empty] | X | [19 empty] | US | X
| background investigation service |  |  |  | Service | Conceptual |  | Automation Service | Market |  | provides a compilation of information from various sources on the background of the entity | [18 empty] | X | [13 empty] | US
| Backhaul WAN |  |  |  | Actor | Logical |  | Facility | Operations |  | Backhaul Wide-Area Networks (WAN) provides the telcommuncations facilities from edge devices to the Grid Operations Core Network (LAN) eitherdirectly or via a WAN. These edge devices include Substation, Field Automation Networks(FAN), Supervisory Control And Data Acquisition (SCADA) devices, dvanced Meter Infrastructure (AMI) networks, Distributed Generation Resources, etc. A backhaul WAN may be owned by a utility and/or managed by a telecom/cable Service Provider. It may be wireless, wireline, cable or fibre. |  | multiple | function/ service | [11 empty] | X | [17 empty] | US | X
| balance phases |  |  |  | Service | Conceptual |  | Business Service | Transmission |  | maintain the energy balance from one phase to another phase | [18 empty] | X | [13 empty] | US
| Balance Responsible Party |  |  |  | Role | [5 empty] | A party that has a contract proving financial security and identifying balance responsibility with the imbalance settlement responsible of the market balance area entitling the party to operate in the market. This is the only role allowing a party to buy or sell energy on a wholesale level. Additional information: The meaning of the word "balance" in this context signifies that the quantity contracted to provide or to consume must be equal to the quantity really provided or consumed. Such a party is often owned by a number of market players. Equivalent to "Program responsible party" in the Netherlands.Equivalent to "Balance responsible group" in Germany. Equivalent to "market agent" in Spain. | [21 empty] | X | [9 empty] | ENTSO-E Role model | EU
h | Balance Supplier |  |  |  | Role | Conceptual |  | Organization | Market |  | A party that markets the difference between actual metered energy consumption and the energy bought with firm energy contracts by the party connected to the grid. In addition the balance supplier markets any difference with the firm energy contract (of the party connected to the grid) and the metered production. | role | balance supplier | [8 empty] | X | X | [5 empty] | X | [14 empty] | US | X
h | Balance Supplier |  |  |  | Role | [5 empty] | A party that markets the difference between actual metered energy consumption and the energy bought with firm energy contracts by the party connected to the grid. In addition the balance supplier markets any difference with the firm energy contract (of the party connected to the grid) and the metered production. Additional information: There is only one balance supplier for each metering point. | [21 empty] | X | [9 empty] | ENTSO-E Role model | EU
| balance system |  |  |  | Service | Conceptual |  | Business Service | Bulk Generation |  | provide a mechanism to respond to changes in the supply-load equation that will maintain the system within compliance limits | [18 empty] | X | [13 empty] | US
| Balancing Authority | Balance Responsible Party |  |  | Role Service | Conceptual | Manager | Organization | Market | Enterprise | Ensures the supply of electricity corresponds to the anticipated consumption of electricity during a given time period and financially regulates any imbalance that arises. THIS NEEDS UPDATE (USE NERC DEFN) | role | balance responsible party | [14 empty] | X | [15 empty] | US | X | p
| Balancing Authority (market) | [29 empty] | X | [11 empty] | Lvl 5 Trans. And Market |  |  | DER
| Battery energy storage | [29 empty] | X | [11 empty] | Lvl 1 DER |  |  | DER | X
| Battery Service Operator |  |  |  | Role | [5 empty] | A party that operates the service for the battery of an electric vehicle that may include the battery rental. The Battery Service Operator will manage the compromise of usage of the battery between an usage for mobility and an usage for electricity or grid management services. A Battery Service Operator could subscribe to different services like electricity charging services to an Area Energy Service Operator or Energy (e-Mobility) Service Operator. The links with these Energy Operators have not been shown on the diagram only for readability reason. Additional information: a Battery Service Operator could be considered as an Aggregator for the usage of the battery | [22 empty] | X | [8 empty] | AhG Charging | EU |  | p | X
| bilateral clearing support service |  |  |  | Service | Conceptual |  | Automation Service | Market |  | Provides financial clearing of bilateral trades between market participants | [18 empty] | X | [13 empty] | US
| bill management |  |  |  | Service ServiceComposition | Conceptual Logical |  | Automation Service | Service Provider |  | This services provides a full range of invoicing services. Request bill, respond with bill, pay bill, manage billing parameters | [18 empty] | X | [13 empty] | US
| Billing |  |  |  | Service Actor | Conceptual Logical |  | Application | Service Provider | Enterprise | Dept that calculates and produces consolidated customer bills, usually allows customer access via Customer Portal. |  |  | function/ service | X | [6 empty] | X |  | X | [19 empty] | US | X
| Billing Agent |  |  |  | Role | [5 empty] | The party responsible for invoicing a concerned party. Note: This role has been introduced into the role model in order to underline the fact that the Imbalance settlement responsible has not the responsibility to invoice. However this role is not specific to the settlement process and may be used in other processes as required | [21 empty] | X | [9 empty] | ENTSO-E Role model | EU
| Billing Application | NISTIR7628: Metering/Billing/Back Office |  |  | Actor | Logical |  | Application |  |  | Abstraction of an automated billing appication | [12 empty] | X | [19 empty] | US | X
duplicate? | billing services |  |  |  | Service | Conceptual |  | Business Service | Service Provider |  | provide accurate billing data to customers in a timely manner | [18 empty] | X | [13 empty] | US
| Biomass Facility |  |  |  | Actor | Logical - 2nd |  | Device | Generation |  | Power plant that produces electricity by using biomass. Biomass includes usually refers to using methane gas produced by landfills, farm lots as fuel for the power generation facility. | [9 empty] | X | [22 empty] | US | X | 1 | X
| Biomass plant | [29 empty] | X | [11 empty] | Lvl 1 DER |  |  | DER | X
| Black start system initiation coordination |  |  |  | Service | Conceptual |  | Automation Service | Operations |  | Provide a mechanism to start key generation resources when power is out in that area of the grid | [18 empty] | X | [13 empty] | US
| Blackout simulator |  |  |  | Service | Conceptual |  | Automation Service | Operations |  | Provides what-if scenarios which could lead to system-wide failures | [18 empty] | X | [13 empty] | US
| Block energy supplier |  |  |  | Role | [5 empty] | A party that is selling energy on a firm basis (a fixed volume per market time period) | [21 empty] | X | [9 empty] | ENTSO-E Role model | EU
| Building Automation System | RM: Customer EMS, AMI/Customer EMS; CM: 1) Customer Energy Management System and 2) Building Automation ; NR: Customer Energy Management System; E: Energy Management System; EU: Building Energy Management Systems (BEM) | BAS | BAS | Actor | Logical - 1st |  | Application | Customer |  | The Building Automation System (BAS), also commonly referred to as a Customer Energy Management System (EMS), controls the premise's electrical devices and provides status information. Building automation systems can be used to allow users to make automated or manual decisions to control energy consumption more efficiently. Through the meter or gateway interface the BAS receives pricing and other signals for managing the building’s systems, including heating and cooling systems, lighting, DER, electric storage, PHEVs and appliances. The BAS may be a utility subscription service, a 3rd party offered service, a consumer specified policy, a consumer owned device, or a manual control by the utility or consumer. | system actor | consumer |  |  |  |  | X | X |  | X | X |  | X |  |  |  | X | [15 empty] | US | X | p | X
| Building DER EMS (BDEMS) | [9 empty] | System that manages the settings and dispatch of DER systems within a building | [19 empty] | X | [11 empty] | Lvl 2 FDEMS |  |  | DER | X
| Building Management |  |  |  | Service | Conceptual |  | Application | Service Provider |  | Service that monitors and controls building energy and which potentially responds to signals while minimizing impact on building occupants. |  |  | function/ service | [6 empty] | X | [22 empty] | US | X | p | X
| Building Management System |  |  |  | System | [5 empty] | A system consisting of several decentralized controllers and a centralized management system to monitor and control the heating, ventilation, air conditioning, light and other facilities within a building. | [31 empty] | SG3 | EU |  | p | X
| Building operator |  |  |  | Role | [5 empty] | A consumer of electricity which is a private or business building, may also be involved in contract-based Demand/Response. | [28 empty] | X |  |  | near to EG3 | EU |  | p
| bundle services |  |  |  | Service | Conceptual |  | Business Service | Service Provider |  | aggregate various services into metaservice | [18 empty] | X | [13 empty] | US
| business case analysis service |  |  |  | Service | Conceptual |  | Automation Service | Bulk Generation |  | Provide a service to analyze business case results from creation to completion | [18 empty] | X | [13 empty] | US
d | Business Entity |  |  |  | Actor | Conceptual |  | Organization | Market |  | The wholesale or retail entity that interacts with other entities in its market. | business actor | Multiple ? | [9 empty] | X | [20 empty] | US | X |  |  | There are several entities that more concisely describe this concept - this should show up as a column B item for traceability
| Business Planning and Reporting |  |  |  | Service | Conceptual |  | Application | Operations |  | These actors perform strategic business modeling, manpower planning, reporting, account management, and both assess and report on risk, performance and business impact. |  |  | function | [6 empty] | X | [22 empty] | US | X
| buy energy |  |  |  | Service | Conceptual |  | Business Service | Service Provider |  | services that enable buying energy | [18 empty] | X | [13 empty] | US
| calibrate measurement system |  |  |  | Service | Conceptual |  | Automation Service | Service Provider |  | adjust customer measurement system within specifications | [18 empty] | X | [13 empty] | US
| Calibration |  |  |  | Service | Conceptual |  | Automation Service | Cross-cutting |  | A service that calibrates the performance of an entity | [18 empty] | X | [13 empty] | US
| Call Taker |  |  |  | Person | [5 empty] | These actors perform strategic business modeling, manpower planning, reporting, account management, and both assess and report on risk, performance and business impact | [23 empty] | X | [7 empty] | 61968-IRM | EU
| Campus |  |  |  | Actor | Logical - 2nd | ? | Facility | Cross Cutting | Enterprise | Set of co-located grounds and buildings operated by an entity such as a corporation. Examples include, industrial parks, universities and corporate business parks,and supporting physical infrastructures | [9 empty] | X | [8 empty] | X | [13 empty] | US | X | p | X
| Cancelation |  |  |  | Service | Conceptual |  | Automation Service | Customer |  | A service that supports canceling automated actions. | [18 empty] | X | [13 empty] | US
| Capability Managey |  |  |  | Service | Conceptual |  | Business Service | Customer |  | Find all available capabilities | [18 empty] | X | [13 empty] | US
| Capacitor Bank |  |  |  | Actor | Logical |  | Device | Distribution |  | Control voltage by minimizing voltage drops and absorbing line spikes. They also provide Volt/VAR control compensating for VAR losses for large inductive loads. | system actor | grid operator | [7 empty] | X | [22 empty] | US | X
| Capacity Products Support Service |  |  |  | Service | Conceptual |  | Automation Service | Market |  | Provides the supporting services to allow the development of market products that encourages adequate energy capacity | [18 empty] | X | [13 empty] | US
| Capacity Trader |  |  |  | Role | [5 empty] | A party that has a contract to participate in the capacity market to acquire capacity through a Transmission Capacity Allocator. Note: The capacity may be acquired on behalf of an Interconnection Trade Responsible or for sale on secondarycapacity markets. | [21 empty] | X | [9 empty] | ENTSO-E Role model | EU
h | CEM |  |  |  | - | [5 empty] | - | [26 empty] | X |  |  |  |  | Smart Home/Commercial/Industrial/DR-Customer EMS | EU
h | CEMS Customer Energy Management System |  |  |  | - | [5 empty] | - | [29 empty] | X | - |  | US
| CEMS-user |  |  |  | - | [5 empty] | 0 | [26 empty] | X |  |  | X | - |  | US
| Charge Service Provider, CSP |  |  |  | Role | [5 empty] | 0 | [26 empty] | X |  |  |  |  | Distribution Grid Management/Microgrid | EU
h | Charge Spot Area Owner |  |  |  | Role | [5 empty] | A party that owns the location in which the charge spots are installed. | [22 empty] | X | [8 empty] | AhG Charging | EU
h | Charge Spot Operator (CSO) |  |  |  | - | [5 empty] | 0 | [26 empty] | X |  |  | X | - |  | US
h | Charge Spot Operator, CSO |  |  |  | - | [5 empty] | Operates charging stations. Receives charge plans and is responsible for the execution of a charge plan.Other responsibilities: Authenticate or relay to CSP for authentication, negotiation of charging capabilities and finally executing charging service request within boundaries (grid capacity, RE/E-availability).Energy metering | [25 empty] | X | [5 empty] | GUC | EU
h | Charge Spot Operator, CSO |  |  |  | - | [5 empty] | Energy meteringc | [26 empty] | X |  |  |  |  | Distribution Grid Management/Microgrid | EU
h | Charge Spot Operator, CSO |  |  |  | - | [5 empty] | Energy meteringc | [29 empty] | X | - |  | US
h | Charging Spot, CS |  |  |  | - | [5 empty] | The connector from station to EV‟s | [25 empty] | X | [5 empty] | GUC | EU
h | Charging Spot, CS |  |  |  | - | [5 empty] | The connector from station to EVâ€™s | [26 empty] | X |  |  |  |  | Distribution Grid Management/Microgrid | EU
h | Charging Spot, CS |  |  |  | - | [5 empty] | The connector from station to EVâ€™s | [29 empty] | X | - |  | US
| check background |  |  |  | Service | Conceptual |  | Business Service | Market |  | Perform a background check on the participant | [18 empty] | X | [13 empty] | US
| check credit |  |  |  | Service | Conceptual |  | Business Service | Market |  | Confirm that the participant has enough credit to meet the requested transaction | [18 empty] | X | [13 empty] | US
| Check measurement system data accuracy |  |  |  | Service | Conceptual |  | Automation Service | Service Provider |  | Check measurement system data accuracy | [18 empty] | X | [13 empty] | US
| Circuit configuration |  |  |  | Service | Conceptual |  | Automation Service | Distribution |  | Provides the current distribution system configuration. | [18 empty] | X | [13 empty] | US
| Circuit device configuration |  |  |  | Service | Conceptual |  | Automation Service | Distribution |  | Specifys the necessary circuit device configuration required to perform load flow analysis. | [18 empty] | X | [13 empty] | US
h | Circuit device specifications |  |  |  | Service | Conceptual |  | Automation Service | Transmission |  | Provides the necessary circuit device specifications required to perform load flow analysis. | [18 empty] | X | [13 empty] | US
h | Circuit device specifications |  |  |  | Service | Conceptual |  | Automation Service | Distribution |  | Provides the necessary circuit device specifications required to perform load flow analysis. | [18 empty] | X | [13 empty] | US
| Circuit optimizer |  |  |  | Service | Conceptual |  | Automation Service | Transmission |  | Provides the automated device switching for optimal circuit load flow. | [18 empty] | X | [13 empty] | US
h | Circuit update collector |  |  |  | Service | Conceptual |  | Automation Service | Transmission |  | Collects and stores the circuit update information for an update in the field the transmission circuit connectivity map and spatial/geo asset information | [18 empty] | X | [13 empty] | US
h | Circuit update collector |  |  |  | Service | Conceptual |  | Automation Service | Distribution |  | This service collects and stores the circuit update information for an update in the field to a distribution circuit. | [18 empty] | X | [13 empty] | US
h | Circuit update detector |  |  |  | Service | Conceptual |  | Automation Service | Transmission |  | Detects field equipment and circuit updates including new equipment. This includes location-related attributes, functional capabilities and other spatial-physical asset information | [18 empty] | X | [13 empty] | US
h | Circuit update detector |  |  |  | Service | Conceptual |  | Automation Service | Distribution |  | This service detects an update in the field to a distribution circuit for the purpose of updating the system model | [18 empty] | X | [13 empty] | US
| Circuit voltage level adjustment |  |  |  | Service | Conceptual |  | Automation Service | Transmission |  | This service sends a calculated voltage level adjustment to a device in the circuit. | [18 empty] | X | [13 empty] | US
| Circuit voltage level adjustment |  |  |  | Service | Conceptual |  | Automation Service | Distribution |  | This service sends a calculated voltage level adjustment to a device in the distribution circuit. | [18 empty] | X | [13 empty] | US
| Classify data confidentiality |  |  |  | Service | Conceptual |  | Business Service | Cross-cutting |  | provide predetermined protocols for classifying data confidentiality into multiple levels | [18 empty] | X | [13 empty] | US
| Clear Market |  |  |  | Service | Conceptual |  | Business Service | Market |  | Identify the most econonically optimal schedule of resources while maintaining the security of the grid. | [18 empty] | X | [13 empty] | US
| clear trades |  |  |  | Service | Conceptual |  | Business Service | Market |  | Provide the ability to financially clear bi-lateral trades | [18 empty] | X | [13 empty] | US
| Clearing & Settlement Agent |  |  |  | Role Service | Conceptual |  | Organization | Market |  | Assumes liability for clearing and/or settlement of contracts and provides contractual counterparty within a Power Exchangse and Over the Counter (OTC) contracts. | role | Imbalance settlement responsible | [14 empty] | X | [15 empty] | US | X
h | Closed-Loop Controller |  |  |  | Application | [5 empty] | Control the grid, when RTSS detects contingency or anomalies that should be immediately be resolved. | [25 empty] | X | [5 empty] | GUC | EU
h | Closed-Loop Controller |  |  |  | Application | [5 empty] | 0 | [26 empty] | X |  |  |  |  | Bulk Generation | EU
| Coal Facility | CM: Coal; P: Fossil |  |  | Actor | Logical - 2nd |  | Facility | Generation |  | Power plant that produces electricity steam by burning coal. They provide the most inexpensive method of producing power and are commonly for base-load and ancillary services. | [9 empty] | X |  |  |  |  | X | [17 empty] | US | X | 1
| Cogeneration |  |  |  | Role | Logical - 1st |  | Device | Customer |  | Devices which increase the efficiency of fuel by capturing and utilizing the both heat and power produced when the fuel is burned. Examples include combined cycle devices which utilize residual heat to generate additional electricity, topping cycle devices which use residual heat for heating or cooling, and bottom cycle processes which use waste heat to produce electricity. | role | producer | [7 empty] | X | [22 empty] | US | X | 1
| Combined Heat and Power (CHP) | [9 empty] | DER system whose primary purpose is creation of heat but can also provide electrical energy from the heat creation capability. In some circumstances, electrical energy is the primary purpose with heat as a secondary purpose | [19 empty] | X | [11 empty] | Lvl 1 DER |  |  | DER
| Commercial Customer |  |  |  | Actor | Logical - 1st |  | Organization | Customer |  | A business that receives electricity from the electric distribution system, with usage below the threshold set for industrial usage. | business actor | customer | [7 empty] | X | [22 empty] | US | X
| Commercial Vendor |  |  |  | Role Actor | Conceptual Logical - 1st | Role | Organization | Cross Cutting | Enterprise | Comercial venodrs that provide solutions, services, and equipment | [18 empty] | X | [11 empty] | X |  | US | X
| commmunicate DSM plan information to customer |  |  |  | Service | Conceptual |  | Business Service | Service Provider |  | Communicate system parameters as they relate to customer Demand side management programs to assist in decision making | [18 empty] | X | [13 empty] | US
| communicate emergencies |  |  |  | Service | Conceptual |  | Business Service | Transmission |  | maintain channel to stakeholders to for emergency information | [18 empty] | X | [13 empty] | US
| communicate price |  |  |  | Service | Conceptual |  | Business Service | Service Provider |  | communicate customer specific price of electricty informaiton to end customer | [18 empty] | X | [13 empty] | US
| Communication Management |  |  |  | Service | Conceptual |  | Automation Service | Cross-cutting |  | A service that manages configuration associated with the transportation of data | [18 empty] | X | [13 empty] | US
| Communication Management |  |  |  | Service | Conceptual |  | Automation Service | Cross-cutting |  | Provides the management of communication equipment | [18 empty] | X | [13 empty] | US
| Communication Method | see comment col B |  |  | Actor | Logical ? Physical |  | Data | Operations |  | The method by which an object communicates with another object to instruct, measure or control. | ? | [10 empty] | X | [20 empty] | US | X
h | Communication Networks | IE: Other Networks |  |  | Service ServiceComposition | Logical Physical |  | Facility | Cross Cutting | Communications | Wireline or wireless networks play a role in AMI, Distribution and Substation Automation, automation backhaul and EV roaming. This include Wireless Service Providers (WSP) now commonly used for AMI NANs, EV charging stations. | [14 empty] | X | [17 empty] | US | X
| Communication Nodes | [29 empty] | X | [11 empty] | Lvl 3 REP and ICT |  |  | DER
h | Communication Performance Management |  |  |  | Service | Conceptual |  | Business Service | Cross-cutting |  | This service manages communication performance for smart grid systems | [18 empty] | X | [13 empty] | US
h | Communication Performance Management |  |  |  | Service | Conceptual |  | Business Service | Cross-cutting |  | This service manages communication performance for smart grid systems | [18 empty] | X | [13 empty] | US
| Communication Service |  |  |  | Service | Conceptual |  | Automation Service | Cross-cutting |  | A service that transport data | [18 empty] | X | [13 empty] | US
| Communications Accounting Management |  |  |  | Service | Conceptual |  | Business Service | Cross-cutting |  | This service manages communications accounting for smart grid systems | [18 empty] | X | [13 empty] | US
| Communications Availability |  |  |  | Service | Conceptual |  | Business Service | Cross-cutting |  | This service manages the availability of communications with smart grid equipment | [18 empty] | X | [13 empty] | US
| Communications Configuration Management |  |  |  | Service | Conceptual |  | Business Service | Cross-cutting |  | This service manages communications configuration for smart grid systems | [18 empty] | X | [13 empty] | US
| Communications Continuity |  |  |  | Service | Conceptual |  | Business Service | Cross-cutting |  | This service manages the continuity of communications with smart grid equipment | [18 empty] | X | [13 empty] | US
h | Communications Network |  |  |  | Actor | Logical |  | Facility | Operations | Monitor & Control Services/roles | The planning, operations and maintenance of all communications Network assets including cable, wire, fibre, routers, switches, wireless, etc required to support Operations. |  |  | function/ service | [6 empty] | X | [22 empty] | US | X
| Communications Network Operations |  |  |  | Service | Logical Conceptual |  | Application | Operations |  | The planning, operations and maintenance of all communications |  |  | function/ service | [6 empty] | X | [22 empty] | US | X
| Communications Reliability |  |  |  | Service | Conceptual |  | Business Service | Cross-cutting |  | This service manages the reliability of communications with smart grid equipment | [18 empty] | X | [13 empty] | US
| Component manufacturer |  |  |  | Role | [32 empty] | X |  |  |  |  | Electric-transportation (ET) | EU
| Condition Based Maintenance: |  |  |  | Service | Conceptual |  | Business Service | Distribution |  | This service manages condition based maintenance for distribution field equipment. | [18 empty] | X | [13 empty] | US
| Condition Based Maintenance: |  |  |  | Service | Conceptual |  | Business Service | Distribution |  | This service manages condition based maintenance for distribution field equipment. | [18 empty] | X | [13 empty] | US
| Condition Indicator Support Service |  |  |  | Service | Conceptual |  | Automation Service | Market |  | Provide a support system to allow a visual indicator of the grid conditional status | [18 empty] | X | [13 empty] | US
| Condition support |  |  |  | Service | Conceptual |  | Automation Service | Operations |  | Provides a mechanism to determine the condition of the grid based on desired characteristics | [18 empty] | X | [13 empty] | US
| conduct grid planning |  |  |  | Service | Conceptual |  | Business Service | Transmission |  | create scenarios for future system sizing to support possible load changes | [18 empty] | X | [13 empty] | US
| conduct planning |  |  |  | Service | Conceptual |  | Business Service | Transmission |  | create scenarios for future system supply to support possible load changes | [18 empty] | X | [13 empty] | US
| conduct short term forecasts |  |  |  | Service | Conceptual |  | Business Service | Transmission |  | manage a set of near term projections for system use by location | [18 empty] | X | [13 empty] | US
| conduct short term forecasts |  |  |  | Service | Conceptual |  | Business Service | Transmission |  | manage a set of near term projections for system use by location | [18 empty] | X | [13 empty] | US
| Configuraiton Management |  |  |  | Service | Conceptual |  | Automation Service | Cross-cutting |  | A service that manages configurable elements of an entity | [18 empty] | X | [13 empty] | US
| configuration agent |  |  |  | Service | Conceptual |  | Automation Service | Operations |  | Provides a mechanism to maintain up-to-date configuration information on grid attached devices | [18 empty] | X | [13 empty] | US
| Configuration auditing |  |  |  | Service | Conceptual |  | Automation Service | Distribution |  | A service that tracks the configuration of entities in the Smart Grid. | [18 empty] | X | [13 empty] | US
h | Configuration Management |  |  |  | Service | Conceptual |  | Business Service | Customer |  | Manage configuration of the system. | [18 empty] | X | [13 empty] | US
h | Configuration Management |  |  |  | Service | Conceptual |  | Automation Service | Cross-cutting |  | A service that manages configurable elements of an entity | [18 empty] | X | [13 empty] | US
| configure device control parameters |  |  |  | Service | Conceptual |  | Automation Service | Operations |  | configure the parameters for controlling customer loads | [18 empty] | X | [13 empty] | US
| Construction |  | CON |  | Service | Conceptual |  | Organization | Operations |  | Examples of construction work include service installations, line extensions, and system betterment projects. |  | grid operator | function/ service | [14 empty] | X | [14 empty] | US | X
| Construction (MC-CON) |  |  |  | Application | [5 empty] | Examples of construction work include service installations, line extensions, and system betterment projects. | [23 empty] | X | [7 empty] | 61968-IRM | EU
h | Construction Supervision |  | CSP |  | Role | Logical |  | Application | Operations |  | Monitoring and management of construction work to minimize negative variances from planned costs, performance, and schedule. |  | grid operator | function/ service | [14 empty] | X | [14 empty] | US | X
h | Construction supervision (NE-CSP) |  |  |  | Application | [5 empty] | Monitoring and management of construction work to minimize negative variances from planned costs, performance, and schedule. | [23 empty] | X | [7 empty] | 61968-IRM | EU
h | Consumer |  |  |  | Role | [5 empty] | End user of electricity, gas, water or heat. NOTE: As the consumer can also generate energy using a Distributed Energy Resource, he is sometimes called the "Prosumer". | [21 empty] | X | [9 empty] | ENTSO-E Role model updated by SMCG | EU
h | Consumer |  |  |  | Role | [5 empty] | A party that consumes electricity. Additional information:This is a type of Party Connected to the Grid | [21 empty] | X | [9 empty] | ENTSO-E Role model | EU
h | Consumer |  |  |  | Role | [5 empty] | 0 | [26 empty] | X |  |  |  |  | Electric-transportation (ET) | EU
h | Consumer |  |  |  | Role | [5 empty] | A party that consumes electricity.Additional information:This is a Type of Party Connected to the Grid | [26 empty] | X |  |  |  |  | Distribution Grid Management/Microgrid | EU
h | Consumer |  |  |  | - | [5 empty] | 0 | [26 empty] | X |  |  | X | - |  | US
h | Consumer |  |  |  | Role | [5 empty] | A party that consumes electricity.Additional information:This is a Type of Party Connected to the Grid | [26 empty] | X |  |  | X | - |  | US
d | Consumption Response Method | This is a SOA Task? |  |  | Role | Conceptual |  | Application | Customer |  | A measurable action taken in response to an instruction to change consumption. | [11 empty] | X | [20 empty] | US | X
h | Consumption Responsible Party |  |  |  | Role | Conceptual |  | Role | Market |  | A party who can be brought to rights, legally and financially, for any imbalance between energy bought and consumed for all associated metering points. | role | consumption responsible party | [15 empty] | X | [14 empty] | US | X
h | Consumption Responsible Party |  |  |  | Role | [5 empty] | A party who can be brought to rights, legally and financially, for any imbalance between energy bought and consumed for all associated metering points. Additional information:This is a type of Balance Responsible Party | [21 empty] | X | [9 empty] | ENTSO-E Role model | EU
| Contingency Analysis |  |  |  | Service | Conceptual |  | Business Service | Operations |  | Calculate the impact of failures on the electrical power system | [18 empty] | X | [13 empty] | US
| Contingency Load Transfer: |  |  |  | Service | Conceptual |  | Business Service | Distribution |  | This service manages contingency load transfers. | [18 empty] | X | [13 empty] | US
| contingency operations support service |  |  |  | Service | Conceptual |  | Automation Service | Bulk Generation |  | Provide a platform to implement contingency scenarios when conditions require them | [18 empty] | X | [13 empty] | US
| contingency operations support service |  |  |  | Service | Conceptual |  | Automation Service | Bulk Generation |  | Provide a platform to implement contingency scenarios when conditions require them | [18 empty] | X | [13 empty] | US
h | Contingency Ranking |  |  |  | Service | Conceptual |  | Business Service | Distribution |  | This service models the distribution system to support multi-scenario simulations | [18 empty] | X | [13 empty] | US
h | Contingency ranking |  |  |  | Service | Conceptual |  | Automation Service | Distribution |  | Ranks system contingency options based on desired parameters for system operators. | [18 empty] | X | [13 empty] | US
h | Contract Management service |  |  |  | Service | Conceptual |  | Automation Service | Market |  | Provide a support platform to manage the execution of market participant contracts | [18 empty] | X | [13 empty] | US
h | Contract Management service |  |  |  | Service | Conceptual |  | Automation Service | Bulk Generation |  | Provide a support platform to manage the execution of market participant contracts | [18 empty] | X | [13 empty] | US
h | Control Area Operator |  |  |  | Role | Conceptual |  | Role | Operations |  | Responsible for : 1. The coordination of exchanges between its associated control blocks and the organisation of the coordination of exchange programs between its related control areas. 2. The load frequency control within its own block and ensuring that its control areas respect their obligations in respect to load frequency control and time deviation. 3. The organisation of the settlement and/or compensation between its control areas. | role | control area operator | [15 empty] | X | [14 empty] | US | X
h | Control Area Operator |  |  |  | Role | [5 empty] | Responsible for : 1. The coordination of exchange programs between its related market balance areas and for the exchanges between its associated control areas. 2. The load frequency control for its own area. 3. The coordination of the correction of time deviations. | [21 empty] | X | [9 empty] | ENTSO-E Role model | EU
| Control Block Operator |  |  |  | Role | [5 empty] | Responsible for : 1. The coordination of exchanges between its associated control blocks and the organisation of the coordination of exchange programs between its related control areas. 2. The load frequency control within its own block and ensuring that its control areas respect their obligations in respect to load frequency control and time deviation. 3. The organisation of the settlement and/or compensation between its control areas. | [21 empty] | X | [9 empty] | ENTSO-E Role model | EU
h | Control Center |  |  |  | System | [32 empty] | X |  |  |  |  | Distribution Grid Management/Microgrid | EU
h | Control Center |  |  |  | System | [32 empty] | X |  |  |  |  | Electric-transportation (ET) | EU
| Control Devices |  |  |  | Service | Conceptual |  | Automation Service | Service Provider |  | Communication attached to the grid to manage their operation cycle. | [18 empty] | X | [13 empty] | US
| control energy resources |  |  |  | Service | Conceptual |  | Business Service | Operations |  | Provide direct control of energy resources | [18 empty] | X | [13 empty] | US
| control energy sinks |  |  |  | Service | Conceptual |  | Business Service | Operations |  | Manage operation of grid connected load devices | [18 empty] | X | [13 empty] | US
h | control power flow |  |  |  | Service | Conceptual |  | Business Service | Operations |  | dynamically configure electrical power system to manage power flow to end-customer | [18 empty] | X | [13 empty] | US
h | control power flow |  |  |  | Service | Conceptual |  | Business Service | Operations |  | Manage the physical paths that energy can flow across | [18 empty] | X | [13 empty] | US
| Controllable Load |  |  |  | Role Service | Conceptual - 2nd |  | Device | Customer |  | Devices whose electric usage can be varied in response to signals. Examples include air conditioners, industrial devices and water heaters. May be controlled by a Facility BAS, a Facility Gateway, though a Smart Meter (serving as a Facility Gateway), or other means such as direct communication of price. | system actor | consumer | [7 empty] | X | [22 empty] | US | X | 1 | X
| Coordinate generation to transmission capacity |  |  |  | Service | Conceptual |  | Automation Service | Operations |  | Service analyzes what generation assets shall be allowed to use transmission assets. Analyzation considers transmission capacity, generation/load location and contracts. These are compounded by congestion issues. | [18 empty] | X | [13 empty] | US
h | Coordination Center Operator |  |  |  | Role ServiceComposition if reworded to avoid ref to person | Conceptual |  | Role | Operations |  | Responsible for : 1. The coordination of exchange programs between its related control blocks and for the exchanges between its associated coordination center zones. 2. Ensuring that its control blocks respect their obligations in respect to load frequency control. 3. Calculating the time deviation in cooperation with the associated coordination centers. 4. Carrying out the settlement and/or compensation between its control blocks and against the other coordination center zones | business actor | control area operator | [15 empty] | X | [14 empty] | US | X
h | Coordination Center Operator |  |  |  | Role | [5 empty] | Responsible for : 1. The coordination of exchange programs between its related control blocks and for the exchanges between its associated coordination center zones. 2. Ensuring that its control blocks respect their obligations in respect to load frequency control. 3. Calculating the time deviation in cooperation with the associated coordination centers. 4. Carrying out the settlement and/or compensation between its control blocks and against the other coordination center zones | [21 empty] | X | [9 empty] | ENTSO-E Role model | EU
| Coordination support |  |  |  | Service | Conceptual |  | Automation Service | Operations |  | Provide a mechanism to support the sharing of operational information between control areas | [18 empty] | X | [13 empty] | US
| Corrective action |  |  |  | Service | Conceptual |  | Automation Service | Distribution |  | Action taken by field crew investigations to resolve distribution system failures. | [18 empty] | X | [13 empty] | US
| Correlate Events |  |  |  | Service | Conceptual |  | Business Service | Market |  | Predict future events by analyzing current patterns | [18 empty] | X | [13 empty] | US
| create long term forecasts |  |  |  | Service | Conceptual |  | Business Service | Transmission |  | maintain a set of simulations that can provide future loading projections on the system | [18 empty] | X | [13 empty] | US
| credit check service |  |  |  | Service | Conceptual |  | Automation Service | Market |  | Provides a service to automatically update the credit status of any trading entity | [18 empty] | X | [13 empty] | US
| Critical Data Security |  |  |  | Service | Conceptual |  | Business Service | Cross-cutting |  | This service manages the security of critical smart grid data | [18 empty] | X | [13 empty] | US
h | Critical Load |  |  |  | Service (or Service-Collection if the Description had more detail) | [5 empty] | Loads within a Local EPS having the highest priority of service. These loads are served at the expense of all other loads. | [19 empty] | X | [11 empty] | Lvl 1 DER |  |  | DER
h | Critical Loads |  |  |  | Role Service (or Service-Collection if the Description had more detail) | Conceptual - 2nd |  | Device ? | Customer |  | Individual loads deemed to be critical to the operation of the facility or process. | system actor | consumer | [13 empty] | X | [16 empty] | US | X | p
| cross market trade |  |  |  | Service | Conceptual |  | Business Service | Market |  | Provide the ability to trade energy products between markets | [18 empty] | X | [13 empty] | US
h | Current flow imbalance calculator |  |  |  | Service | Conceptual |  | Automation Service | Transmission |  | Provides calculated phase current imbalance data at the circuit or sectional area. | [18 empty] | X | [13 empty] | US
h | Current flow imbalance calculator |  |  |  | Service | Conceptual |  | Automation Service | Transmission |  | Provides calculated phase current imbalance data at the distribution circuit or sectional area. | [18 empty] | X | [13 empty] | US
h | Current flow imbalance calculator |  |  |  | Service | Conceptual |  | Automation Service | Distribution |  | Provides calculated phase current imbalance data at the circuit or sectional area. | [18 empty] | X | [13 empty] | US
h | Customer |  |  |  | Role | Conceptual |  | Organization | Customer |  |  | role | customer | [7 empty] | X | [22 empty] | US | X
h | Customer |  |  |  | - | [5 empty] | 0 | [26 empty] | X |  |  | X | - |  | US
| Customer Data Storage |  |  |  | Service | Conceptual |  | Business Service | Customer |  | Retains historical energy data | [18 empty] | X | [13 empty] | US
| Customer Device | NR: Customer Appliances & Equipmen;, RM: 1) Customer appliances, DER, PEV, and 2) Electric Storage HAN Device or Smart Appliance; E: Intelligent End Point |  |  | Role Actor | Conceptual Physical |  | Device ? | Customer |  | Household devices that can react to remote management, whether to price, grid integrity, or other energy management signaling. May be controlled by a Facility Building Automation System (BAS), a Facility Gateway, though a Smart Meter (serving as a Facility Gateway), or other means such as direct communication of price or other information. Communication to the device might be via a Home-Area Network or other means. | system actor | consumer |  |  |  | X |  | X |  | X |  |  | X |  |  | X | [16 empty] | US | X
h | Customer Energy Management System |  |  |  | System ServiceComposition | Conceptual - if B2B relationships are at the Conceptual level, this has to be Conceptual |  |  |  |  | Energy management system for energy customers to optimize the utilization of energy according to supply contracts or other economical targets. Is responsible for gathering flexibilities within the customer premises and providing them to an aggregator, and therefore does not directly participate in flexibility markets | [24 empty] | X | [6 empty] | SG3 | EU
h | customer Energy Management System ( CEMS) |  |  |  | - | [5 empty] | 0 Utility function that manages customer relationships by providing point-of-contact (PoC) and resolution for customer issues and problems. | [26 empty] | X |  |  | X | - |  | US
h | Customer Energy Management System (CEMS) |  |  |  | - | [5 empty] | In this usecase, the CEMS functionality is a part of the SGCP | [26 empty] | X |  |  |  |  | Smart Home/Commercial/Industrial/DR-Customer EMS | EU
h | Customer Energy Management System (CEMS) |  |  |  | - | [5 empty] | In this usecase, the CEMS functionality is a part of the SGCP | [26 empty] | X |  |  |  |  | Smart Home/Commercial/Industrial/DR-Customer EMS | EU
h | Customer Energy Manager (CEM) |  |  |  | - | [5 empty] | The CEM is a logical function optimizing energy consumption and or production based on signals received from the grid, consumer‟s settings and contracts, and devices minimum performance standards. The Customer Energy Manager collects messages sent to and received from connected devices; especially the inhome/building sector has to be mentioned. It can handle general or dedicated load and generation management commands and then forwards these to the connected devices. It provides vice versa information towards the “grid / market”. Note that multiple loads/generation resources can be combined in the CEM to be mutually controlled. When the CEM is integrated with communication functionalities it is called a Customer Energy Management System or CEMS. | [25 empty] | X | [5 empty] | GUC | EU
h | Customer Energy Manager (CEM) |  |  |  | - | [5 empty] | The CEM is a logical function optimising energy consumption and or production based on signals received from the grid, consumerâ€™s settings and contracts, and devices minimum performance standards. The Customer Energy Manager collects messages sent to and received from connected devices; especially the in-home/building sector has to be mentioned. It can handle general or dedicated load and generation management commands and then forwards these to the connected devices. It provides vice versa information towards the â€œgrid / marketâ€. Note that multiple loads/generation resources can be combined in the CEM to be mutually controlled. When the CEM is integrated with communication functionalities it is called a Customer Energy Management System or CEMS. | [26 empty] | X |  |  | X | - |  | US
| Customer Group |  |  |  | Service | Conceptual |  | Automation Service | Service Provider |  | Provides Aggregated customer groups | [18 empty] | X | [13 empty] | US
| Customer Group Notification |  |  |  | Service | Conceptual |  | Automation Service | Service Provider |  | This service provides a communication channel to a set of aggregated customers | [18 empty] | X | [13 empty] | US
h | Customer Information System | CM 1) :Third Party Customer Information System & 2) Utility Managed Customer Information System | CIS | CIS | Actor | Logical |  | Application | Service Provider |  | The CIS application provides Customer status information necessary to support Demand/Response programs, outage/restoration and usage information. The CIS provides the usage information for Billing. Optionally, CIS includes other functions including outage management, spatial information and Meter Data Managment System (MDMS) functions. CIS contains customer load data which is estimated for each nodal location on a feeder to provide load shapes for different load categories. The CIS fucntion can reside either with a Service Provider or a utility (which fulfills that role, notably when there aren't any third-parties in the service territory) | system actor | billing agent |  | X | [5 empty] | X |  |  | X | [19 empty] | US | X
h | Customer Information System |  |  |  | System | [5 empty] | System or application which maintains all needed information for energy customers. Typically associated with call center software to provide customer services like hot-line etc. | [24 empty] | X | [6 empty] | SG3 | EU
h | Customer Information System (CIS) | [9 empty] | System with customer information, including personal information, billing information, customer profile information, etc. | [31 empty] | Lvl 4 DSO |  |  | DER
| Customer Management |  |  |  | Service | Conceptual |  | Application | Service Provider |  | Utility function that manages customer relationships by providing point-of-contact (PoC) and resolution for customer issues and problems. |  |  | function/ service | [6 empty] | X | [22 empty] | US | X
| Customer Meter | E: Metering Equipment |  |  | Actor | Physical |  | Device | Customer | Process | Meters are devices which measure the amount of electricity used at a particular site. They are typically located at the customer facility and owned by the distributor (eg: utility) or retail provider. |  |  |  | X | X |  |  | X | X | X | X | X | X | [19 empty] | US | X
h | Customer Portal | RM: Web Site |  |  | Service | Logical |  | Application | Operations |  | Internet website so Customers can access their energy and cost information online, enrollment in prepayment electric services and enablement of third party monitoring and control of customer equipment. | system actor | billing agent |  | X | [8 empty] | X | [19 empty] | US | X
h | Customer Portal |  |  |  | Application | [5 empty] | Web-server application which allows utility customers to register and login to retrieve information about their tariffs, consumption and other information | [24 empty] | X | [6 empty] | SG3 | EU
| Customer Power Quality Information Management: |  |  |  | Service | Conceptual |  | Business Service | Distribution |  | This service manages power quality information available from within customer sites throughout the distribution system. | [18 empty] | X | [13 empty] | US
| Customer Premise Network | CM: Customer Equipment |  |  | Service ServiceComposition | Logical Physical |  | Facility | Customer |  | Customer Premise Networks support communcations between the various other actors found on a customer premise (eg: Appliances, Thermostats, Energy Management Systems); They are also known as Home Area Networks (HAN), Industrial Area Networks (IAN), Building Area Networks (BAN) and Customer Area Networks (CAN) |  |  | function/ service | [11 empty] | X | [17 empty] | US | X
| Customer service (CS-CSRV) |  |  |  | Application | [5 empty] | This function set covers the different aspects related to customer interfaces required for operation and commercial purposes. | [23 empty] | X | [7 empty] | 61968-IRM | EU
| Customer Service Representative |  | CSR | CSR | Role ServiceComposition if reworded to avoid ref to person | Conceptual - if B2B relationships are at the Conceptual level, this has to be Conceptual |  | Person | Service Provider |  | Customer service provided by a person (e.g., sales and service representative), or by automated means called self-service (e.g., Interactive Voice Response (IVR)). | business actor | billing agent ? | [10 empty] | X | [19 empty] | US | X
| Customer Substation |  |  |  | Actor | Logical - 1st |  | Facility | Customer |  | Transmission or distribution substation located at the customer facilty to set-down power wiithin the customer facilty. Contains infrastructre to control/monitor and protect the distribution grid. | system actor | grid operator | [11 empty] | X |  |  |  | X | [14 empty] | US | X
h | Customer Support |  |  |  | Role | Conceptual |  | Application | Operations |  | Customer Support actors help customers to purchase, provision,schedule instalationl, troubleshoot power system services, and relay/record customer trouble reports. | business actor | billing agent ? | [7 empty] | X | [22 empty] | US | X
h | Customer Support (CS) |  |  |  | System | [5 empty] | Customer Support actors help customers to purchase, provision, schedule installation, troubleshoot power system services, and relay/record customer trouble reports. | [23 empty] | X | [7 empty] | 61968-IRM | EU
h | Data Aggregator |  |  |  | System | [5 empty] | Devices, which are intermediate machines in a communication network, can aggregate the same timing data from field sensing devices. | [25 empty] | X | [5 empty] | GUC | EU
h | Data Aggregator |  |  |  | System | [5 empty] | - | [26 empty] | X |  |  |  |  | Bulk Generation | EU
| Data Dissementation |  |  |  | Service | Conceptual |  | Automation Service | Cross-cutting |  | A service that distributes data to entities within the domain | [18 empty] | X | [13 empty] | US
| Data Integrity |  |  |  | Service | Conceptual |  | Automation Service | Cross-cutting |  | A service which prevents the unauthorized modification of data | [18 empty] | X | [13 empty] | US
| DC EPS | [9 empty] | A Local EPS that operates direct current | [19 empty] | X | [11 empty] | Lvl 0 EPS |  |  | DER
| DC Loads | NR: Load Management Systems/Demand Response Management System |  |  | Actor Service | Logical - 1st |  |  | Customer |  | Loads at customer site using DC equipment. | system actor | customer | [12 empty] | X | [17 empty] | US | X
| Define Transmission Capacity |  |  |  | Service | Conceptual |  | Business Service | Operations |  | Define the dynamic safe operating limits of the transmission system | [18 empty] | X | [13 empty] | US
| delivery capability service |  |  |  | Service | Conceptual |  | Automation Service | Market |  | Gathers data to determine if the participant has the ability to deliver their physical commitments | [18 empty] | X | [13 empty] | US
| Demand forecast |  |  |  | Service | Conceptual |  | Business Service | Operations |  | Provide forecast of demand over multiple near term time periods | [18 empty] | X | [13 empty] | US
| Demand Forecast Support |  |  |  | Service | Conceptual |  | Automation Service | Operations |  | Provides a mechanism to forecast demand | [18 empty] | X | [13 empty] | US
| Demand Management |  | DRMS | DRMS | Service ServiceComposition | Conceptual - if B2B relationships are at the Conceptual level, this has to be Conceptual |  | Application | Operations |  | DR issues pricing or other signals to appliances and equipment at customer locations in order to request customers (or their pre-programmed systems) to decrease or increase their loads in response to the signals. Needs to be crisper description - Ron Cunningham to do |  |  | function/ service | [9 empty] | X | [19 empty] | US | X | 1
| Demand Response (DR) Pricing Schedule | [9 empty] | Schedule provided by REPs, DSOs, TSO, and others to indicate contractual and/or forecast prices for energy and ancillary services during specific time periods | [19 empty] | X | [11 empty] | Lvl 5 Trans. And Market |  |  | DER
| Demand Response (DR) System | [9 empty] | System providing demand response pricing information for different energy products during different time frames | [19 empty] | X | [11 empty] | Lvl 5 Trans. And Market |  |  | DER
| Demand Response Auditor |  |  |  | Service | Conceptual |  | Automation Service | Operations |  | Provides sensor data that confirms the operation of enrolled equipment in a demand response situation | [18 empty] | X | [13 empty] | US
h | Demand Response Management System |  |  |  | System | [5 empty] | a system or an application which maintains the control of many load devices to curtail their energy consumption in response to energy shortages or high energy prices. | [31 empty] | SG3 | EU
h | Demand Response Management System |  | DRMS | DRMS | Actor | Logical - 1st |  | Application | Operations |  | DRMS issues pricing or other signals to appliances and equipment at customer locations in order to request customers (or their pre-programmed systems) to decrease or increase their loads in response to the signals. | system actor | D/R market operator | [10 empty] | X | [19 empty] | US | X | 1
d | Demand Response Objects |  |  |  | NA Actor | Conceptual |  | Data | Distribution |  | Physical and logical types of demand response resource objects. - Refer to NAESB for help - is this is a object model - call Marty Burns | [11 empty] | X | [20 empty] | US | X
h | Demand Response Provider |  |  |  | Actor ServiceComposition | Logical Conceptual - if B2B relationships are at the Conceptual level, this has to be Conceptual |  | Organization | Service Provider |  | A service provider that either serves as an aggregator or otherwise provides distribution of Demand/Response (DR) signals. | role | D/R market operator | [7 empty] | X | [22 empty] | US | X | 1
h | Demand Response Service Provider |  |  |  | Role | Conceptual |  | Organization | Service Provider |  | A Demand Response (DR) Service Provider may serve as an aggregator (in the Market domain), or otherwise provide distribution of DR signals. | role | D/R market operator | [5 empty] | X | [24 empty] | US | X | 1
| Demand Response Support service |  |  |  | Service | Conceptual |  | Automation Service | Operations |  | Provides a mechanism to support demand response management | [18 empty] | X | [13 empty] | US
h | Demand/Response Load Shedding execution |  |  |  | Service | Conceptual |  | Automation Service | Transmission |  | Shed load according load status, to circuit and contact analysis | [18 empty] | X | [13 empty] | US
h | Demand/Response Load Shedding execution |  |  |  | Service | Conceptual |  | Automation Service | Transmission |  | Shed load according load status, to circuit and contact analysis | [18 empty] | X | [13 empty] | US
h | Demand/Response Status |  |  |  | Service | Conceptual |  | Automation Service | Transmission |  | Provides status of Demand/Response resources per programme requirements | [18 empty] | X | [13 empty] | US
h | Demand/Response Status |  |  |  | Service | Conceptual |  | Automation Service | Transmission |  | Provides status of Demand/Response resources per programme requirements | [18 empty] | X | [13 empty] | US
| Denial of Service Mitigation |  |  |  | Service | Conceptual |  | Business Service | Cross-cutting |  | This service provides mitigation against Denial of Service attacks. | [18 empty] | X | [13 empty] | US
h | Deployment |  |  |  | Service | Conceptual |  | Automation Service | Customer |  | A service that deploys configuration to entities | [18 empty] | X | [13 empty] | US
h | Deployment Management |  |  |  | Service | Conceptual |  | Business Service | Customer |  | Manage ongoing revision of the system. | [18 empty] | X | [13 empty] | US
h | DER |  |  |  | - | [5 empty] | Generic Distributed Energy Resource - "DER devices are generation and energy storage systems that are connected to a power distribution system" | [25 empty] | X | [5 empty] | GUC | EU |  | p | X
h | DER |  |  |  | - | [32 empty] | X |  |  |  |  | Distribution Grid Management/Microgrid | EU |  | p | X
h | DER |  |  |  | - | [32 empty] | X |  |  | X | - |  | US |  | p | X
| DER Controllable Load (generic) | [9 empty] | DER that consists primarily of a load that is allowed to be modified based on operating conditions, tariffs, contracts, or other criteria | [19 empty] | X | [11 empty] | Lvl 1 DER |  |  | DER | X
| DER Controller (generic) | [9 empty] | Controller of DER unit | [19 empty] | X | [11 empty] | Lvl 1 DER |  |  | DER | X
| DER detector |  |  |  | Service | Conceptual |  | Automation Service | Distribution |  | Provides a near real-time view of the available DER on the distribution grid. | [18 empty] | X | [13 empty] | US |  | p
| DER Generating Unit (generic) | [9 empty] | DER unit that includes generation of electrical energy | [19 empty] | X | [11 empty] | Lvl 1 DER |  |  | DER | X
| DER Log | [9 empty] | Log of significant events and alarms for use in market settlements, operational analysis, and other audit purposes | [19 empty] | X | [11 empty] | Lvl 1 DER |  |  | DER | X
| DER Management |  |  |  | Service | Conceptual |  | Automation Service | Operations |  | Provides a mechanism to integrate DER into the operation of the grid | [18 empty] | X | [13 empty] | US |  | p
h | DER Management System |  |  |  | System | [5 empty] | which provides applications to monitor and control a set of DER | [31 empty] | 0 | EU |  | p | X
h | DER Management System (DER-MS) (generic) | [9 empty] | System that manages the settings and dispatch of DER systems | [19 empty] | X | [11 empty] | Lvl 2 FDEMS |  |  | DER | X
| DER Meter | [9 empty] | Meter that records the energy produced within specified time periods, energy used within specified time periods for DER charging of storage, and demand curves of DER generation and storage over time | [19 empty] | X | [11 empty] | Lvl 1 DER |  |  | DER
| DER operation |  |  |  | Service | Conceptual |  | Automation Service | Distribution |  | Provides near real-time control signals to DER devices on the distribution grid. | [18 empty] | X | [13 empty] | US |  | p | X
| DER Operator (generic) | [9 empty] | Responsible party for operational aspects of the facilities and their DER systems (generation, storage, and controllable load) | [19 empty] | X | [11 empty] | Lvl 2 FDEMS |  |  | DER | X
| DER Owner (generic) | [9 empty] | Responsible party for market and financial decisions and contracts related to the facilities and their DER systems (generation, storage, and controllable load) | [19 empty] | X | [11 empty] | Lvl 2 FDEMS |  |  | DER
| DER Protection Function | [9 empty] | Safety-related function to prevent harm to personnel, the DER system, and/or other electrical equipment | [19 empty] | X | [11 empty] | Lvl 1 DER |  |  | DER
| DER resource availability |  |  |  | Service | Conceptual |  | Automation Service | Transmission |  | Provides the interaction between DER requirements, asset capability and contracts for scheduling | [18 empty] | X | [13 empty] | US |  | p | X
| DER resource availability |  |  |  | Service | Conceptual |  | Automation Service | Transmission |  | Provides the interaction between energy storage requirements, asset capability and contracts for scheduling | [18 empty] | X | [13 empty] | US |  | p | X
| DER Storage Unit (generic) | [9 empty] | DER unit that includes energy storage that can be converted to electrical energy | [19 empty] | X | [11 empty] | Lvl 1 DER |  |  | DER | X
h | DER Support services |  |  |  | Service | Conceptual |  | Automation Service | Transmission |  | Provide support services for DER facilities | [18 empty] | X | [13 empty] | US |  | p | X
h | DER Support services |  |  |  | Service | Conceptual |  | Automation Service | Transmission |  | Provide support services for energy storage facilities | [18 empty] | X | [13 empty] | US |  | p | X
| DER System (generic) | [9 empty] | Combined DER controller and DER unit, including generators, energy storage, and controllable load | [19 empty] | X | [11 empty] | Lvl 1 DER |  |  | DER | X
| DER Unit (generic) | [9 empty] | Prime mover and converter to and/or from electrical energy, , including generators, energy storage, and controllable load | [19 empty] | X | [11 empty] | Lvl 1 DER |  |  | DER | X
| Design (MC-DGN) |  |  |  | Application | [5 empty] | A design is created by an engineer or work planner. Designs can be made up of individual line items or by a set of “compatible units” or CUs. Line items and compatible units are associated with a Design Location which is associated with a design location. | [23 empty] | X | [7 empty] | 61968-IRM | EU
| Designated Dispatch Service Entity | NAESB: Designated Dispatch Entity | DDE | DDE | Service | Conceptual |  | Service | Service Provider |  | A role service which carries the responsibility of receiving and processing demand resource dispatch instructions or market information and (optionally) providing response information. |  |  | function/ service | [8 empty] | X | [20 empty] | US | X
| detect outages |  |  |  | Service | Conceptual |  | Business Service | Service Provider |  | determine when energy stops flowing to a location | [18 empty] | X | [13 empty] | US
| detect faults |  |  |  | Service | Conceptual |  | Business Service | Transmission |  | monitor system for system faults (outages) | [18 empty] | X | [13 empty] | US
| detect system state |  |  |  | Service | Conceptual |  | Automation Service | Transmission |  | Monitor the system operational state conditions | [18 empty] | X | [13 empty] | US
| develop balancing products |  |  |  | Service | Conceptual |  | Business Service | Market |  | develop market products that will provide the capabilities necessary to balance intermittent supply resources. | [18 empty] | X | [13 empty] | US
| Develop Capacity Products |  |  |  | Service | Conceptual |  | Business Service | Market |  | Develop market products for capacity that encourages participation of various parties | [18 empty] | X | [13 empty] | US
| develop distributed energy products |  |  |  | Service | Conceptual |  | Business Service | Market |  | develop market products for distributed energy resources that encourages participation of various resources | [18 empty] | X | [13 empty] | US
| develop energy efficiency products |  |  |  | Service | Conceptual |  | Business Service | Market |  | develop market products for energy efficiency that encourages participation of various parties | [18 empty] | X | [13 empty] | US
| develop GHG emmission products |  |  |  | Service | Conceptual |  | Business Service | Market |  | develop market products for GHG emmissions that encourages participation of various parties | [18 empty] | X | [13 empty] | US
| develop market products |  |  |  | Service | Conceptual |  | Business Service | Market |  | Develop new market products | [18 empty] | X | [13 empty] | US
| develop market products |  |  |  | Service | Conceptual |  | Business Service | Market |  | Develop new market products | [18 empty] | X | [13 empty] | US
| Development of Future Distribution Model: |  |  |  | Service | Conceptual |  | Business Service | Distribution |  | This service manages the development of future distribution systems | [18 empty] | X | [13 empty] | US
| Device Connection Test Service |  |  |  | Service | Conceptual |  | Automation Service | Market |  | Provide an apparatus that allows testing of the interconnection of devices attached to the grid remotely | [18 empty] | X | [13 empty] | US
| Device Load Management |  |  |  | Service | Conceptual |  | Automation Service | Transmission |  | A service that provides load management capabilities to devices | [18 empty] | X | [13 empty] | US |  | p
h | Device management |  |  |  | Service | Conceptual |  | Automation Service | Distribution |  | Provides device operating characteristics required for predicting operational life. | [18 empty] | X | [13 empty] | US
h | Device Management of State |  |  |  | Service | Conceptual |  | Business Service | Customer |  | Ability to place devices into a specific state | [18 empty] | X | [13 empty] | US
| Device modeling |  |  |  | Service | Conceptual |  | Automation Service | Distribution |  | Ongoing assessment of device remaining life by utilizing loading over time. | [18 empty] | X | [13 empty] | US
| Devices |  |  |  | - | [5 empty] | - | [26 empty] | X |  |  | X | - |  | US
| Diagnostic Analysis of Distribution Systems: |  |  |  | Service | Conceptual |  | Business Service | Distribution |  | This service manages the diagnostic analysis of distribution system field equipment. | [18 empty] | X | [13 empty] | US
| Diagnostics |  |  |  | Service | Conceptual |  | Automation Service | Cross-cutting |  | A service that diagnosis entities | [18 empty] | X | [13 empty] | US
h | Direct load control |  |  |  | Service | Conceptual |  | Business Service | Customer |  | Abilityt to directly control devices using control signals | [18 empty] | X | [13 empty] | US
h | direct load control |  |  |  | Service | Conceptual |  | Business Service | Service Provider |  | control customer loads directly to respond to the reliability needs of the electric grid | [18 empty] | X | [13 empty] | US
h | direct load control |  |  |  | Service | Conceptual |  | Business Service | Operations |  | control customer loads directly to respond to the reliability needs of the electric grid | [18 empty] | X | [13 empty] | US
| Disaster Communications |  |  |  | Service | Conceptual |  | Automation Service | Transmission |  | survivable communications for stakeholder information during abnormal conditions | [18 empty] | X | [13 empty] | US
| dispatch maintenance teams |  |  |  | Service | Conceptual |  | Business Service | Transmission |  | manage the available workforce | [18 empty] | X | [13 empty] | US
| Dispatcher |  |  |  | Person | [5 empty] | actor in charge of dispatching Electricity (usually at the transmission level) | [29 empty] | X |  | 0 | EU
h | Display |  |  |  | - | [5 empty] | 0 | [26 empty] | X |  |  | X | - |  | US
h | Display |  |  |  | - | [32 empty] | X |  |  |  |  | Smart Home/Commercial/Industrial/DR-Customer EMS | EU
h | Display User |  |  |  | Actor | Physical |  | Person | Customer |  | External actor interacting directly with the simple external consumer display. | system actor | customer | [15 empty] | X | [14 empty] | US | X
h | Display User ( C ) |  |  |  | Person | [5 empty] | External actor interacting directly with the simple external consumer display. | [27 empty] | X |  |  |  | SMCG | EU
| Dispute management service |  |  |  | Service | Conceptual |  | Automation Service | Market |  | Provide a record management system for handling the dispute process in the market | [18 empty] | X | [13 empty] | US
| Distribute field work order |  |  |  | Service | Conceptual |  | Automation Service | Distribution |  | This service distributes the field work order to the optimal field resources based on location, cost, equipment needs and personnel qualifications | [18 empty] | X | [13 empty] | US
| Distributed Data Management |  |  |  | Service | Conceptual |  | Business Service | Cross-cutting |  | This service manages distributed data | [18 empty] | X | [13 empty] | US |  | p | X
| Distributed Energy Resource (DER) (generic) | [9 empty] | A distributed set of one or more energy service resources, including generators, energy storage, controllable load, and ancillary services | [19 empty] | X | [11 empty] | Lvl 1 DER |  |  | DER | X
| Distributed Energy Resource Management: |  |  |  | Service | Conceptual |  | Business Service | Distribution |  | This service provides management of Distributed Energy Resources (DER) across the distribution system. | [18 empty] | X | [13 empty] | US |  | p
| Distributed Energy Resources support service |  |  |  | Service | Conceptual |  | Automation Service | Market |  | Provides support for the creation of market products that support DER | [18 empty] | X | [13 empty] | US |  | p
h | Distributed Generation |  | DG | DG | Service | Conceptual |  | Device | Customer |  | Distributed Generation, also called Distributed Energy Resources (DER), includes small-scale generation or storage of whatever form. This is in contrast to centralized or generation and/or storage of electricity. These generation facilities are part of Demand/Reponse programs and may be dispatchable resources. The primary distictions between Distributed Generation (DG) and Generation is: Generation is attached via Transmission facilities, output is sold in wholesale markets, provides base load; DG is sited on a Customer permises attached to the Distribution grid, output is Retail (unless sold via an aggregator), can provide ancillary services. These generation facilities include but are not limited to Photvoltaic panel (PV), micro-hydro, mindmill, Plug-in Hybrid/Electric Cars (PHEV), and potentially Fuel cells. These facilites are usually not scheduled but can be dispatched. | role | producer | [5 empty] | X |  | X | X |  | X |  | X | [17 empty] | US | X | 1 | X
h | Distributed Generation |  |  |  | - | [5 empty] | - | [26 empty] | X |  |  | X | - |  | US
| Distributed Generation Aggregation | NR: 1) Customer Distributed Energy Resources / Generation and Storage, 2) Distributed Generation and Storage Management; IE: 1) Customer Distributed Energy Resource, 2) Distribution System Distributed Energy Resources: IE: Customer Distributed Energy Resource; EU: Aggregator |  |  | Service ServiceComposition | Conceptual - if B2B relationships are at the Conceptual level, this has to be Conceptual |  | Application | Market |  | Distributed Generation Aggregators combine smaller participants (ie: providers, customers' distributed generation or curtailment assets) to enable these participants access in larger markets as a virtualized trader | role | producer | [7 empty] | X | [6 empty] | X | [15 empty] | US | X | 1 | X
| Distributed Generation Submeter |  |  |  | Actor ServiceComposition | Physical |  | Device | Customer |  | Additional meter used to measure electric usage and generation at some customer sites with generation devices such as solar panels. Alternatively net metering may be used to measure net usage. | system actor | producer | [7 empty] | X | [22 empty] | US | X | p
| Distributed Intelligence Capabilities |  |  |  | Service ServiceComposition | Conceptual - if B2B relationships are at the Conceptual level, this has to be Conceptual |  | Application | Distribution |  | Advanced automated/intelligence application that operates in a normally autonomous mode from the centralized control system to increase responsiveness. | system actor | multiple | [10 empty] | X | [19 empty] | US | X | p
| Distributed Resources Monitor |  |  |  | Service | Conceptual |  | Automation Service | Operations |  | a mechanism to monitor agreed parameters on distributed energy resources | [18 empty] | X | [13 empty] | US |  | p
| Distributed Solar |  |  |  | Actor | Logical - 2nd |  | Device | Customer |  | Customer owned system which uses the sun to produce electricity and/or heat water. | system actor | producer | [7 empty] | X | [22 empty] | US | X | 1 | X
| Distributed Storage |  |  |  | Role Actor | Logical |  | Device | Cross Cutting | Process | Battery storage typically located at a distribution substation and provides dispatchable energy for congestion and peak load relief. Typical recharged with onsite PV or trickle charging during off-demand intervals. Distributed storage can also augment customer Distributed Generation capabilites. | system actor | producer | [7 empty] | X | [22 empty] | US | X | 1 | X | Cross cutting because control varies with the deployment scenarios
| Distributed Wind | CM: Wind |  |  | Role Actor | Logical |  | Device | Customer |  | Customer owned wind generation which is decentralized as opposed to generation. Examples include micro wind turbines owned by business and residential customers. | system actor | producer | [7 empty] | X | [22 empty] | US | X | 1 | X
| Distribution Asset Management |  |  |  | Service ServiceComposition | Conceptual Logical - 1st |  | Application | Distribution |  | Performed by actors that work together to determine when equipment should have maintenance, calculate the life expectancy of the device, and record its history of operations and maintenance so it can be reviewed in the future for operational and engineering decisions. |  |  | function/ service | [6 empty] | X | [22 empty] | US | X | p
| Distribution Balancing Authority |  |  |  | Service | Conceptual |  | Business Service | Distribution |  | This service balances generation with load across the distribution network. | [18 empty] | X | [13 empty] | US |  | p
| Distribution control |  |  |  | Service | Conceptual |  | Automation Service | Distribution |  | Provides automated mechanism to coordinate control of distribution network connected elements based on load requirements | [18 empty] | X | [13 empty] | US |  | p | X
| Distribution Control Devices | CM: Distribution.Control; IE: Distribution Protection & Control Devices |  |  | Actor | Logical - 2nd |  | Device | Distribution |  | Actors that permit the Operations domain to manage the flow of power and reliability of the system. Performed to maintain high levels of reliability and power quality. Examples include switches, capacitors, STATCOM. | system actor | grid operator | [7 empty] | X |  |  |  |  | X | [17 empty] | US | X | p | X
| Distribution Data Collector |  |  |  | Actor | Logical - 2nd |  | Device | Distribution |  | A data concentrator bringing data from multiple sources and putting it into different form factors. | system actor | metered data collector | [10 empty] | X | [19 empty] | US | X | p | X
| Distribution Energy Loss Minimization: |  |  |  | Service | Conceptual |  | Business Service | Distribution |  | This service manages the technical loss of energy to minimize losses on the distribution system. | [18 empty] | X | [13 empty] | US |  | p
| Distribution Engineering |  |  |  | Role ServiceComposition | Conceptual |  | Organization | Operations |  | A technical function for planning or managing the design and upgrade of the distribution system. Functions include arranging data gathering, construction design ,asset/equipment selection and placement. |  | grid operator | function/ service |  |  | X | [6 empty] | X | [19 empty] | US | X | p
| Distribution Field Crews |  |  |  | Actor ServiceComposition | Logical - 1st |  | Organization | Distribution |  | Manual operations of field devices, repair and construction work, patrolling facilities, recording changes in facility parameters, connectivity, in mobile computers, transferring data to the operator, and corresponding database administrators. This is a class of actors. | business actor | grid operator |  |  |  | X | [26 empty] | US | X
| Distribution Intelligent Electric Device | RM: 1) Distribution Field RTUs, IEDs, & 2) Distributed Intelligence Capabilities; Field Devices 3) IED; NR: Distribution Automation Field Devices; NR: Distribution Remote Terminal Unit/Intelligent Electronic Device | D-IED | D-IED | Actor ServiceComposition | Logical - 1st |  | Device | Distribution |  | Intelligent Electric Device (IED) is a communications-enabled controller to monitor and control automated devices in distribution which communicates with Distribution SCADA or other monitoring/control applications, as well as distributed capabilities for automatic operations in a localized area based on local information and on data exchange between members of the group. Operations such as such as tripping circuit breakers if they sense voltage, current, or frequency anomalies. This is a class of actors. | system actor | grid operator |  | X |  | X | X | [5 empty] | X | [19 empty] | US | X | p | X
| Distribution Interconnect Estimator |  |  |  | Service | Conceptual |  | Automation Service | Transmission |  | Near realtime analytics that calculate exchange capacities, taking into account transmission's line loading, congestion, etc | [18 empty] | X | [13 empty] | US |  | p
h | Distribution Management System |  |  |  | System | [5 empty] | a system which provides applications to monitor and control a distribution grid from a centralized location, typically the control center. A DMS typically has interfaces to other systems, like an GIS or an OMS | [31 empty] | SG3 | EU |  | p
h | Distribution Management System | RM: DMS; NR: Distributed Management System Application | DMS | DMS | Service | Logical |  | Application | Operations |  | A suite of application software that monitors and controls the distribution system equipment based on computer-aided applications, market information, and operator control decisions. | system actor | grid operator |  | X |  | X | X | [5 empty] | X | [19 empty] | US | X
h | Distribution Management System (DMS) | [9 empty] | Generic term for all applications used for distribution management. | [19 empty] | X | [11 empty] | Lvl 4 DSO |  |  | DER | X
| Distribution Measure |  |  |  | Role ServiceComposition | Physical Logical - 1st |  | Application | Distribution |  | Performed by rolesactors that provide visibility into the flow of power and the condition of the systems in the field. In the future measurement might be found in built into meters, transformers, feeders, switches and other devices in the grid. An example would be the digital and analog measurements collected through the SCADA system from a remote terminal unit (RTU) and provide to a grid control center in the Operations domain. | system actor | grid operator | [7 empty] | X | [22 empty] | US | X
| Distribution Network Operator, DNO |  |  |  | Role | [5 empty] | Organization responsible for managing the electricity, gas, heat and/or water network supplying consumer premises.Also referred to as DSO. | [27 empty] | X |  |  |  | SMCG | EU
| Distribution network simulation |  |  |  | Service | Conceptual |  | Automation Service | Distribution |  | Provides a simulation environment to conduct multi-scenario contingency analysis | [18 empty] | X | [13 empty] | US
| Distribution Operations Model and Analysis (DOMA) | [9 empty] | Topological model of distribution system, including the location and profile characteristics of all distribution equipment and DER systems (individually and/or in aggregate). This model is derived from the geographic model in the GIS, the facilities information (often included in the GIS and/or an asset management database), and the DER profiles (derived from the CIS and DER characteristics database) | [19 empty] | X | [11 empty] | Lvl 4 DSO |  |  | DER | X
| Distribution operations training: |  |  |  | Service | Conceptual |  | Business Service | Distribution |  | This service provides a comprehensive program of training for distribution operations personnel. | [18 empty] | X | [13 empty] | US
d | Distribution Operator |  |  |  | Role | Conceptual |  | Person | Operations |  | Person operating the distribution system. | [5 empty] | X | [6 empty] | X | [19 empty] | US | X
| Distribution Operator | NAE: Utility System Operator |  |  | Role Actor | Conceptual Logical - 1st |  | Organization | Operations | Operations | An entity which carries the responsibility of operating an electricity distribution system. | role | grid operator |  |  |  | X | [5 empty] | X | X | [19 empty] | US | X
| Distribution Planning: |  |  |  | Service | Conceptual |  | Business Service | Distribution |  | This service manages the distribution planning processes. | [18 empty] | X | [13 empty] | US
| Distribution Protection and Control Devices | CM: Distribution.Protect |  |  | Role | Conceptual |  | Device | Distribution |  | Performed by Actors that react rapidly to faults and other events that might cause power outages, brownouts, or the destruction of equipment. Performed to maintain high levels of reliability and power quality. Devices external to a substation which control and protect the distribution system. Examples include Capabitors, Sectionalizers, circuit breakers | system actor | grid operator | [7 empty] | X |  |  |  |  | X | [17 empty] | US | X
| Distribution Protection Devices | CM: Distribution.Protect; IE: Distribution Protection & Control Devices |  |  | Role | Conceptual |  | Device | Distribution |  | Actors that react rapidly to faults and other events in the system which might cause power outages, brownouts, or the destruction of equipment. Performed to maintain high levels of reliability and power quality. Examples include FACTs devices, switches,circuit interrupters, capacitors, Reactors, fuses | system actor | grid operator | [15 empty] | X | [14 empty] | US | X
| Distribution Record Service | CM: Distribution Record |  |  | Service | Conceptual |  | Application | Distribution |  | Service performed by actors that permit other domains to review what has happened on the grid for financial, engineering, operational, compliance and forecasting purposes. | system actor | grid operator | [7 empty] | X | [22 empty] | US | X
| Distribution SCADA System (DSCADA) | [29 empty] | X | [14 empty] | DER | X
| Distribution Sensor | IE: Sensors and Measurement Devices |  |  | Actor | Logical |  | Device | Distribution |  | A Distribution System device (outside the substation) that measures a physical quantity and converts it into a signal which can be read by an observer or by an instrument. Examples include oscillographs, meters, temperature sensors. | system actor | grid operator | [10 empty] | X |  | X | [17 empty] | US | X
| Distribution Stabilize and Optimize |  |  |  | Service | Conceptual |  | Application | Distribution |  | Performed by actors to ensure the network is operating within appropriate tolerances across the system. They gather information for control decisions that ensure reliable, proper operations (stability) and more efficient operations (optimization). Measurement and control form a feedback loop that allows grid operators to stabilize the flow of energy across the electric network or safely increase the load on a transmission path. |  |  | function | [6 empty] | X | [22 empty] | US | X
| Distribution Substation |  |  |  | Actor | Logical |  | Facility | Distribution |  | A facility who's function is to step-down voltages for distribution feeders. Contains not only transformers, but usually other devices to maintain power quality and reliablity, such as capacitor banks, Ground fault limiters, fuses, reactors. | system actor | grid operator | [12 empty] | X | [17 empty] | US | X
| Distribution Substation Network |  |  |  | Actor | Logical |  | Facility | Distribution |  | These networks interconnect devices within a substation for localized or a backhauled WAN connection to Grid Operations . A typical example includes a local Ethernet LAN containing switching, protection andcontrol equipment . The Standard protocol of choice is IEC61850 and/or DNP3. |  |  | function/ service | [11 empty] | X | [17 empty] | US | X
| Distribution System Energy Resources | IE: Distribution System Distributed Energy Resources |  |  | Actor | Logical |  | Device | Distribution |  | Generation sources connected to the distribution grid regardless of size. Typically these are utilities owned resources. They do not include Customer-permises or Generation generation assets. | system actor | producer | [12 empty] | X | [17 empty] | US | X
| Distribution System Field Equipment Configuration Management: |  |  |  | Service | Conceptual |  | Business Service | Distribution |  | This service manages the configuration of field equipment. Metrics for this service are determined by emerging policies for maintaining field equipment documentation. | [18 empty] | X | [13 empty] | US
h | Distribution System Operator |  | DSO |  | Role | Conceptual |  | Role | Distribution |  | according to the Article 2.6 of the Directive: "a natural or legal person responsible for operating, ensuring the maintenance of and, if necessary, developing the distribution system in a given area and, where applicable, its interconnections with other systems and for ensuring the long-term ability of the system to meet reasonable demands for the distribution of electricity". Moreover, the DSO is responsible for regional grid access and grid stability, integration of renewables at the distribution level and regional load balancing. | role | grid operator | [15 empty] | X | [14 empty] | US | X
h | Distribution System Operator (DSO) |  |  |  | Role | [5 empty] | according to the Article 2.6 of the Directive: "a natural or legal person responsible for operating, ensuring the maintenance of and, if necessary, developing the distribution system in a given area and, where applicable, its interconnections with other systems and for ensuring the long-term ability of the system to meet reasonable demands for the distribution of electricity". Moreover, the DSO is responsible for regional grid access and grid stability, integration of renewables at the distribution level and regional load balancing. | [28 empty] | X |  |  | EG3 | EU
h | Distribution System Operator (DSO) | [9 empty] | Utility responsible for operating the distribution power system | [19 empty] | X | [11 empty] | Lvl 4 DSO |  |  | DER
h | Distribution System Operator (DSO) |  |  |  | Role | [5 empty] | according to the Article 2.6 of the Directive: "a natural or legal person responsible for operating, ensuring the maintenance of and, if necessary, developing the distribution system in a given area and, where applicable, its interconnections with other systems and for ensuring the long-term ability of the system to meet reasonable demands for the distribution of electricity". Moreover, the DSO is responsible for regional grid access and grid stability, integration of renewables at the distribution level and regional load balancing. | [26 empty] | X |  |  |  |  | Distribution Grid Management/Microgrid | EU
| Distribution System Power Flow (DSPF) | [9 empty] | Application that determines the power flows of the distribution system, using the DOMA model | [19 empty] | X | [11 empty] | Lvl 4 DSO |  |  | DER | X
| Distribution System Support of Transmission Operations: |  |  |  | Service | Conceptual |  | Business Service | Distribution |  | This service manages the integration of distribution systems in support of transmission operations. | [18 empty] | X | [13 empty] | US
| Distribution Systems Asset Management |  |  |  | Service | Conceptual |  | Business Service | Distribution |  | This service manages distribution systems asset management processes. | [18 empty] | X | [13 empty] | US
| Distribution/DER SCADA System | [29 empty] | X | [11 empty] | Lvl 4 DSO |  |  | DER | X
| Distributions operations training |  |  |  | Service | Conceptual |  | Business Service | Distribution |  | This service provides a list of distribution operation and maintenance personnel and their qualifications to service or perform work on a particular distribution network element | [18 empty] | X | [13 empty] | US
| Distrubbution IED |  |  |  | - | [5 empty] | 0 | [26 empty] | X |  |  | X | - |  | US
| DMS Operator |  |  |  | Person | [5 empty] | Operator of the Distribution Management System | [29 empty] | X |  | 0 | EU
| DR Forecast |  |  |  | Service | Conceptual |  | Business Service | Market |  | Provide forecast of demand response capability over multiple near term time periods | [18 empty] | X | [13 empty] | US
| DR support service |  |  |  | Service | Conceptual |  | Automation Service | Operations |  | Provides metrics for DR programmes success and customer enrollment | [18 empty] | X | [13 empty] | US
| DSO |  |  |  | - | [5 empty] | - | [26 empty] | X |  |  | X | - |  | US
| DSO DER EMS (DDEMS) | [29 empty] | X | [11 empty] | Lvl 4 DSO |  |  | DER | X
| DSO Operator | [9 empty] | Operator responsible for making decisions for operating the distribution power system | [19 empty] | X | [11 empty] | Lvl 4 DSO |  |  | DER | X
| DSO Planner | [9 empty] | Planner | [19 empty] | X | [11 empty] | Lvl 4 DSO |  |  | DER | X
h | DSO System |  |  |  | Role | [5 empty] | 0 | [26 empty] | X |  |  |  |  | Distribution Grid Management/Microgrid | EU
h | DSO System |  |  |  | Role | [5 empty] | 0 | [26 empty] | X |  |  | X | - |  | US
h | Dynamic System configuration |  |  |  | Service | Conceptual |  | Automation Service | Transmission |  | Provides control necessary to optimize system utilization and stabilty (ie: power flow/PQ/voltage/frequency), such as generation (including DER), system re-configuration, load-management, Demand/Response programmes, field assets such as reactors, capacitor-banks | [18 empty] | X | [13 empty] | US
h | Dynamic system configuration |  |  |  | Service | Conceptual |  | Automation Service | Operations |  | Provide a mechanism to dynamically configure devices to maintain the stabilty of the grid | [18 empty] | X | [13 empty] | US
h | Dynamic system configuration |  |  |  | Service | Conceptual |  | Automation Service | Operations |  | Provide a mechanism to automatically reconfigure physical paths for power flow based on agreed parameters for end customers | [18 empty] | X | [13 empty] | US
| economic dispatch support service |  |  |  | Service | Conceptual |  | Automation Service | Bulk Generation |  | provides a set of analytics that determine which units offer the lowest total cost for the energy delivered to the required locations | [18 empty] | X | [13 empty] | US
| Economic load reduction |  |  |  | Service | Conceptual |  | Automation Service | Operations |  | Calculate load reduction scenarios for customer based upon agreed parameters | [18 empty] | X | [13 empty] | US
h | El. Vehicle (EV) |  |  |  | Role | [5 empty] | 0 | [26 empty] | X |  |  |  |  | Distribution Grid Management/Microgrid | EU
h | El. Vehicle (EV) |  |  |  | Role | [5 empty] | 0 | [26 empty] | X |  |  | X | - |  | US
h | El. Vehicle (EV/PHV) |  |  |  | System | [5 empty] | An vehicle with an electric drive (as only drive or in combination with a fuel engine) and a battery which can be charged at a charging station. | [26 empty] | X |  |  |  |  | DKE Repository | EU
| Electric Meter |  |  |  | Actor | Logical |  | Device | Cross Cutting | Field Monitoring | A device that is either used for revenue grade at the pPoint of sSale measuring or facility grade device used for the transfer of electricity product and measuring usage and possibly control from one domain/system to another | [19 empty] | X | [12 empty] | US | X
| Electric Network SP |  |  |  | - | [5 empty] | 0 | [26 empty] | X |  |  | X | - |  | US
| Electric Power System (EPS) (generic) | [9 empty] | Facilities that deliver electric power to a load | [19 empty] | X | [11 empty] | Lvl 0 EPS |  |  | DER | X
| Electric Reliability Detector |  |  |  | Service | Conceptual |  | Automation Service | Service Provider |  | Detects availability of electric service | [18 empty] | X | [13 empty] | US
| Electric Reliability Notification |  |  |  | Service | Conceptual |  | Automation Service | Service Provider |  | Provides the electric reliability notification | [18 empty] | X | [13 empty] | US
| Electric Storage | W19: Storage System |  |  | Role | Logical |  | Device | Cross Cutting | Process | A system capable of storing power for use at a later time. Examples include pumped water storage, Advanced Energy Systems (AES), Plug-in Electric Vehicles (PEV), and thermal storage systems. | system actor | consumer, producer | [7 empty] | X | [9 empty] | X | [12 empty] | US | X | 1 | X | this is the role played played by other logical actors such as batteries, cap-banks, chemical reactions (which as logical subclasses of electrical storage)
h | Electric Vehicle | IE: Plug-in Electric Vehicle |  |  | Actor | Logical |  | Device | Customer |  | A motorized car or truck which runs exclusively or partially on stored battery power as opposed to being powered directly by carbon-based fuel. Adiitionally, it plugs into a premise Energy Portal to charge vehicle. A PEV is also an EV (Electric Vehicle) that relies only on electric propulsion. A PEV is also a PHEV (Plug-In-Hybrid Vehicle) that also includes an alternative source of propulsion power. | system actor | consumer |  | X | X |  |  |  | X | X | X |  | X |  | X | [17 empty] | US | X | 1 | X
h | Electric Vehicle (EV) | [9 empty] | Automobile which is powered completely or in part by electricity and whose battery can be charged from an EPS | [19 empty] | X | [11 empty] | Lvl 1 DER |  |  | DER | X
| Electric Vehicle / Transportation Solution Providers |  |  |  | Actor | Logical |  | Organization | Service Provider |  | Manufacturers of electric vehicles and electric transportation (eg: rail). Of special interest for Smart Grid is the inclusion of intelligent communcating Provider of capabilities for remote monitoring and control (eg: charge/dischare cycles). | system actor ? | consumer | [14 empty] | X | [15 empty] | US | X | 1
| Electric Vehicle Charging SP |  |  |  | - | [5 empty] | special functions like the DR enablement (cost effective PEV Charging and Power Feed) and functions in conjunction with PEV service and maintenance (providing a data connection for PEV health purposes, e.g. managing Power Feed cycles, PEV-SW upgrading &remote fault analysis, etc. | [26 empty] | X |  |  | X | - |  | US |  | p
| Electric Vehicle EMS (EVEMS) | [9 empty] | System that manages the settings for charging electric vehicles, including as DER systems | [19 empty] | X | [11 empty] | Lvl 2 FDEMS |  |  | DER | X
| Electric Vehicle Service Element | NR: Electric Vehicle Service Element/Plug-in Electric Vehicle; | EVSE | EVSE | Actor | Logical |  | Device | Customer |  | Device which transfers electricity to electric vehicle batteries and which has information exchange capabilities. The charger can either be on-board the vehicle or off-board. On-board chargers require AC energy transfer to the vehicle (either 120 or 240V single phase) and Off-board chargers are within the EVSE and require. Note that information exchange capabilities for the EVSE are provided by the End Use Measurement Device (EUMD). Note new name added to describe the device from the service provider, this defintion needs correction | system actor | consumer |  |  | X |  |  |  |  | X | [22 empty] | US | X | p | X
| Electric Vehicle Service Provider (PEV-SP) |  |  |  | - | [5 empty] | 0 | [26 empty] | X |  |  | X | - |  | US |  | p
h | Electric Vehicle Supply Equipment (EVSE) | [29 empty] | X | [11 empty] | Lvl 1 DER & Lvl 2 FDEMS |  |  | DER | X
h | Electric Vehicle Supply Equipment (EVSE) |  |  |  | - | [5 empty] | 0 | [26 empty] | X |  |  | X | - |  | US |  | p | X
h | EVSE |  |  |  | - | [5 empty] | - | [26 empty] | X |  |  | X |  | - | EU |  | p | X
h | Electrical Contractor | E: Installation Service Technician; E: Mertering operator |  |  | Actor | Logical |  | Organization | Service Provider |  | Electrical contractors design, install and maintain industrial, commercial and domestic purposes. Alongside power and lighting applications, they install ICT, Building Automation Systems (BAS), access, fire and security control equipment, lightning protection systems, and emergency power generating systems and renewable energy systems. | business actor | ? | [13 empty] | X | X | [15 empty] | US | X
h | Electricity Installer / Contractor |  |  |  | Role | [5 empty] | Electrical contractors design, install and maintain intelligent systems for all kinds of industrial, commercial and domestic purposes. Alongside the power and lighting applications, they equally install ICT and telecommunications, public street lighting, high medium and low voltage lines, control and energy management systems, access, fire and security control equipment, lightning protection systems, advertising and identification signs, emergency power generating systems and renewable energy systems. | [28 empty] | X |  |  | EG3 | EU
h | Electricity Installer Contractor |  |  |  | Actor | Logical |  | Organization | Service Provider |  | Electrical contractors design, install and maintain intelligent systems for all kinds of industrial, commercial and domestic purposes. Alongside the power and lighting applications, they equally install ICT and telecommunications, public street lighting, high medium and low voltage lines, control and energy management systems, access, fire and security control equipment, lightning protection systems, advertising and identification signs, emergency power generating systems and renewable energy systems. | business actor | resource ? | [15 empty] | X | [14 empty] | US | X
| Electrical Point of Connection (ECP) | [9 empty] | Point of electrical connection between the DER source or sink of energy and any EPS. Each DER unit has an ECP connecting it to its local power system; groups of DER units have an ECP where they interconnect to the power system at a specific site or plant; a group of DER units plus local loads have an ECP where they are interconnected to the utility power system. NOTE?For those ECPs between a utility EPS and a plant or site EPS, this point is identical to the point of common coupling (PCC) in the IEEE 1547 "Standard for Interconnecting Distributed Resources with Electric Power Systems". | [19 empty] | X | [14 empty] | DER
| Electricity-SP (El.-SP) |  |  |  | - | [5 empty] | 0 | [26 empty] | X |  |  | X | - |  | US
| Emerging Services |  |  |  | Service | Conceptual |  | Application | Service Provider |  | All the functions, services and innovations that have yet to be created. These will be instrumental in defining the Smart Grid of the future. |  | multiple | function/ service | [6 empty] | X | [22 empty] | US | X
| emissions control support service |  |  |  | Service | Conceptual |  | Automation Service | Bulk Generation |  | Provides a secure platform for authorized actors to manage energy sources based emissions targets | [18 empty] | X | [13 empty] | US
| emissions data support service |  |  |  | Service | Conceptual |  | Automation Service | Bulk Generation |  | provides a support platform for analysis of collected emissions data | [18 empty] | X | [13 empty] | US
| emissions detector service |  |  |  | Service | Conceptual |  | Automation Service | Bulk Generation |  | use an apparatus to collect emissions data | [18 empty] | X | [13 empty] | US
| Emissions Historian |  |  |  | Service | Conceptual |  | Automation Service | Operations |  | A mechanism to record outputs from sensors attached to emissions sources | [18 empty] | X | [13 empty] | US
| Emissions Monitor |  |  |  | Service | Conceptual |  | Automation Service | Operations |  | A sensor that monitors the emissions of a grid connected resource | [18 empty] | X | [13 empty] | US
| e-Mobility Service Provider (eMSP) |  |  |  | - | [5 empty] | 0 | [26 empty] | X |  |  | X | - |  | US
| End customer support service |  |  |  | Service | Conceptual |  | Automation Service | Market |  | Provide a support system to allow end customers to participate in the wholesale market | [18 empty] | X | [13 empty] | US
| End Device |  |  |  | Actor | Logical |  | Device | Customer |  | A physical end-use device that consumes or supplies electricity. | system actor | consumer/ producer | [9 empty] | X | [20 empty] | US | X
h | End Use Measurement Device | CM: Electric Vehicle Meter |  |  | Actor | Logical |  | Device | Customer |  | Device which measures the energy consumed by a PEV. Used in order to allow rates specific to electric vehicles. Added name to correspond to device instead of the Service Provider | system actor | consumer | [7 empty] | X | [22 empty] | US | X
h | End Use Measurement Device |  | EUMD | EUMD | Actor | Logical |  | Device | Customer |  | Device that measures and communicates the energy consumed by a Plug-in Electric Vehicle (PEV) and communicates the information to theEnergy Service Interface (ESI) | system actor | consumer |  |  | X |  |  |  |  | X | [22 empty] | US | X
| End-device communications |  |  |  | Service | Conceptual |  | Automation Service | Operations |  | Provide a mechanism ot communicate with end use equipment | [18 empty] | X | [13 empty] | US
| End-user communications |  |  |  | Service | Conceptual |  | Automation Service | Operations |  | provide a mechanism to communicate with end customers regardless of location | [18 empty] | X | [13 empty] | US
| Energy (eMobility) Service Operator |  |  |  | Role | [5 empty] | A party offering specific services for the charge management of electric vehicles. Services included in the EV Charging Energy (e-Mobility) Service. This role is at the interface of the mobility world, which includes the vehicle (including all associated domains with the electric world), and the energy supply (including all the associated domains). Such type of operator will ease the interface with customers, allowing a good optimization of the charge management to the user needs. An Energy (e-Mobility) Service Operator could offer, at the same time, charge reservation either on its own or through subscription to the Area Energy Service Operator. Additional information: an Energy (e-Mobility) Service Operator could be considered as an Aggregator for specific services linked to the charge management. One benefit of a Energy (e-Mobility) Service Operator offering EV Charging Energy (e-Mobility) Services is to offer, from customer point of view, only one interface for the service, regardless the location it will be provided. | [22 empty] | X | [8 empty] | AhG Charging | EU
| Energy Asset Aggregation |  |  |  | Service | Conceptual |  | Business Service | Customer |  | Manages a group of devices in the customer domain | [18 empty] | X | [13 empty] | US
h | Energy B2B market |  |  |  | - | [5 empty] | The Energy B2B market is responsible for supplying electricity (and optionally e-pricing) | [29 empty] | X |  | 0 | EU
h | Energy B2B market |  |  |  | - | [5 empty] | 0 | [26 empty] | X |  |  |  |  | Distribution Grid Management/Microgrid | EU
| Energy Contract Procurement Support |  |  |  | Service | Conceptual |  | Automation Service | Operations |  | supports operating in the market to handle exchanges of contracts for energy products | [18 empty] | X | [13 empty] | US
| Energy Cost Management |  |  |  | Service | Conceptual |  | Business Service | Customer |  | Provide a mechanism to meet cost of energy business goals. | [18 empty] | X | [13 empty] | US
| Energy Data Storage |  |  |  | Service | Conceptual |  | Automation Service | Customer |  | A service that stores energy related data | [18 empty] | X | [13 empty] | US
| Energy Efficiency support service |  |  |  | Service | Conceptual |  | Automation Service | Market |  | Provides support for the creation of market products that support Energy Efficiency | [18 empty] | X | [13 empty] | US
| Energy Information Provider |  |  |  | Actor | Logical |  | Organizational Entity | Service Provider |  | A Business that provide energy supply or demand information to Customers or authorized Third Parties. |  | multiple | function/ service | [12 empty] | X | [16 empty] | US | X
| energy information services |  |  |  | Service | Conceptual |  | Business Service | Service Provider |  | energy information services that allow the customer to manage their loads | [18 empty] | X | [13 empty] | US
h | Energy Management |  |  |  | Service | Conceptual |  | Business Service | Customer |  | Provide a mechanism to influence operation of devices to meet business energy-usage goals. | [18 empty] | X | [13 empty] | US
h | Energy Management |  |  |  | Service | Conceptual |  | Automation Service | Customer |  | A service that provides energy management capabilities to devices | [18 empty] | X | [13 empty] | US
h | Energy Management |  |  |  | Service | Conceptual |  | Automation Service | Service Provider |  | Collects energy information from customer premises equipment | [18 empty] | X | [13 empty] | US
h | Energy Management Gateway |  |  |  | System | [5 empty] | An access point (functional entity) sending and receiving smart grid related information and commands between actor A and the CEM, letting the CEM decide how to process the events. The communication is often achieved through an internet connection of through a wireless connection. | [25 empty] | X | [5 empty] | GUC | EU
h | Energy management gateway |  |  |  | - | [5 empty] | An access point (functional entity) sending and receiving smart grid related information and commands between actor A and the CEM, letting the CEM decide how to process the events. The communication is often achieved through an internet connection of through a wireless connection. This gateway may also provide services including protocol conversion, device management, security and service capabilities | [26 empty] | X |  |  |  |  | Smart Home/Commercial/Industrial/DR-Customer EMS | EU
| Energy Management LAN |  |  |  | System | [5 empty] | Virtual field bus in the smart home, mainly used for energy management functions | [26 empty] | X |  |  |  |  | DKE Repository | EU
h | Energy Management System |  |  |  | System | [5 empty] | System which provides applications to monitor and control a transmission grid and the output of the connected power plants from a centralized location, typically the control center. A DMS typically has interfaces to other EMS | [31 empty] | SG3 | EU
h | Energy Management System | RM: EMS | EMS | EMS | Service | Logical |  | Application | Operations |  | Energy Management System (EMS) is a system of computer-aided tools used by operators of electric utility grids to monitor, control, and optimize the performance of the generation and/or transmission system. EMS also provides Distribution Managment System (DMS) with transmission/generation-related objectives, constraints, and input data from other EMS applications. EMS also provides Distribution Automation (DA) with transmission/generation-related objectives, constraints, and input data. EMS system contains the transmission power system model, and can provide the transmission connectivity. | system actor | grid operator |  | X |  |  | X |  | X |  |  |  | X | [19 empty] | US | X
| Energy Management technical support |  |  |  | Service | Conceptual |  | Automation Service | Service Provider |  | Collects energy information from customer premises equipment | [18 empty] | X | [13 empty] | US
| Energy Manager |  |  |  | Application | [5 empty] | This gateway may also provide services including protocol conversion, device management, security and service capabilities | [26 empty] | X |  |  |  |  | DKE Repository | EU
| Energy Market Clearinghouse |  |  |  | Role | Conceptual |  | Organization | Market |  | Wholesale market for energy products provides high-level market signals for operations I(ndependent System Operators (RTO)/Regional Transmission Operators (RTO) and Utility Operations), generation, Distributed Generation (DG) and demand response (DR) programmes. | role | ? |  | X | X | X | [6 empty] | X | [19 empty] | US | X
| Energy Market Management System |  |  |  | System | [5 empty] | System which provides applications to manage all transactions and workflows necessary to implement an energy market | [31 empty] | SG3 | EU
h | energy measurement |  |  |  | Service | Conceptual |  | Business Service | Operations |  | provide measurement of end-customer consumption | [18 empty] | X | [13 empty] | US
h | Energy Measurement |  |  |  | Service | Conceptual |  | Automation Service | Customer |  | Metrology service | [18 empty] | X | [13 empty] | US
h | Energy Monitoring |  |  |  | Service | Conceptual |  | Business Service | Customer |  | Provide a mechanism to monitor aspects of energy as required to meet business goals. | [18 empty] | X | [13 empty] | US
h | Energy Monitoring |  |  |  | Service | Conceptual |  | Automation Service | Customer |  | A service that monitors Energy Characteristics. | [18 empty] | X | [13 empty] | US
| Energy Outage Detection |  |  |  | Service | Conceptual |  | Automation Service | Customer |  | A service that collects information about energy outages. | [18 empty] | X | [13 empty] | US
| Energy Price Notification |  |  |  | Service | Conceptual |  | Automation Service | Service Provider |  | Provides price signal to customer | [18 empty] | X | [13 empty] | US
| Energy Pricing Service |  |  |  | Service | Conceptual |  | Automation Service | Market |  | Creates prices for individual customers for specific time periods based on condition based market rules | [18 empty] | X | [13 empty] | US
| Energy Restoration |  |  |  | Service | Conceptual |  | Automation Service | Customer |  | A service that restores operation of the grid safely after a major energy outage. | [18 empty] | X | [13 empty] | US
h | Energy Service Provider | E: Energy Service Company (ESCO) | ESI | ESI | Role | Conceptual |  | Organization | Service Provider | Enterprise | Provides retail electricity, natural gas, and clean energy options, along with energy efficiency products and services. | role | ? |  | X | X |  |  |  |  | X | X |  | X |  | X |  |  |  |  | x | [12 empty] | US | X
h | Energy Service Provider, ESP |  |  |  | Role | [5 empty] | Organisation offering energy services to the consumer. | [27 empty] | X |  |  |  | SMCG | EU
| Energy Services Gateway | RM: Meter/HAN Gateway; NR: Home Area Network Gateway; CM: Home Gateway; | ESI | ESI | Actor | Logical |  | Device ? | Customer |  | Network communications application device which provides a communications capability between premise network domains and network domains esternal to the premise network domain e.g. a gateway. When the gateway service is applied to the communications gateway from the utility (or other energy service provider) to the customer (premise network), additional functionality maybe applied (aka. Energy Services Interface) site. Provides cyber security and coordinates functions that enable secure interactions between relevant Home Area Network (HAN) Devices, meters and the Utility/ESP. Permits applications such as remote load control, monitoring and control of distributed generation, in-home display of customer usage, reading of non-energy meters, and integration with building management systems. Provides auditing/logging functions that record transactions to and from Home Area Networking Devices. Can also act as a gateway. Also commonly referred to as a Home-Area Network Gateway, or Residential Gateway. | system actor | consumer |  | X | X |  |  |  |  | X | X |  | X |  | X | [17 empty] | US | X
h | Energy Services Interface | NR: Energy Service Interface g/Gateway; IE: Energy Service Interface | ESI | ESI | Service | Logical |  | Application | Customer |  | Network communications application device which provides a gateway from the utility (or other energy service provider) to the customer site. Provides cyber security and coordinates functions that enable secure interactions between relevant Home Area Network (HAN) Devices, meters and the Utility/ESP. Permits applications such as remote load control, monitoring and control of distributed generation, in-home display of customer usage, reading of non-energy meters, and integration with building management systems. Provides auditing /logging functions that record transactions to and from Home Area Networking Devices. This services is also a specialized class of services potentially included in HAN gateways. Also commenly referred to as a Home-Area Network Gateway. |  |  | function/ service | X | X |  |  |  |  | X | X |  | X |  | X | [17 empty] | US | X
h | Energy Services Interface (ESI) | [29 empty] | X | [11 empty] | Lvl 2 FDEMS |  |  | DER
| energy source control support service |  |  |  | Service | Conceptual |  | Automation Service | Bulk Generation |  | Provide a platform for the secure control of energy sources | [18 empty] | X | [13 empty] | US
| Energy source measurement aggregation service |  |  |  | Service | Conceptual |  | Automation Service | Bulk Generation |  | Provide a platform to aggregate the operational information from the energy sources | [18 empty] | X | [13 empty] | US
| energy source measurement service |  |  |  | Service | Conceptual |  | Automation Service | Bulk Generation |  | Provide an apparatus that measures the operational characteristics of energy sources | [18 empty] | X | [13 empty] | US
| energy source schedule support service |  |  |  | Service | Conceptual |  | Automation Service | Bulk Generation |  | Provide a platform to coordinate the schedules of energy sources attached to the grid to meet projected demand requirements | [18 empty] | X | [13 empty] | US
| Energy Storage Management | RM: Utility EMS; NR: Bulk Storage Management |  |  | Service | Logical |  | Application | Operations | Enterprise | A utility provided service to superviseor storage management on behalf of the customers. | [8 empty] | X |  |  |  | X | [19 empty] | US | X | 1 | X
| Energy Supply Company | XX: Energy Supplier |  |  | Role | Logical |  | Organization | Distribution |  | A company that delivers electricity to end use customers. Examples include investor-owned, municipal utilities, private providers. | role | ? | [13 empty] | X | [16 empty] | US | X
| Energy Supply Configuration |  |  |  | Service | Conceptual |  | Automation Service | Customer |  | A service that changes Energy Supply Configuration. | [18 empty] | X | [13 empty] | US
| Energy Trading Application |  |  |  | System | [5 empty] | Application(s) which are used to trade energy in corresponding markets, supports the dispatch in the decision to buy, sell or to self-produce energy and also provides facilities to exchange the necessary information with the Energy Market Management Systems | [31 empty] | SG3 | EU
| Energy Usage reporting |  |  |  | Service | Conceptual |  | Automation Service | Service Provider |  | Provide energy usage information on behalf of the customer to authorized parties | [18 empty] | X | [13 empty] | US
| Enterprise Resource Planning (ERP) |  |  |  | System | [5 empty] | Enterprise Resource Planning (ERP) systems integrate internal and external management information across an entire organization, embracing finance/accounting, manufacturing, sales and service, customer relationship management, etc. (source: Wikipedia) | [31 empty] | SG3 | EU
| Environmental Authority |  |  |  | Role | Conceptual | Manager | Organization | Agency | Enterprise | A regulatory authority responsible for the development, reporting and enforcement of environmental activities. | role | ? | [9 empty] | X | [20 empty] | US | X
h | Environmental Monitoring |  |  |  | Service | Conceptual |  | Business Service | Customer |  | Provide a mechanism to collect environmental data about the impact of energy supply sources in the system. | [18 empty] | X | [13 empty] | US
h | Environmental Monitroing |  |  |  | Service | Conceptual |  | Automation Service | Customer |  | A service that obtains environmental monitoring data from a variety of sources | [18 empty] | X | [13 empty] | US
h | Environmental Monitroing |  |  |  | Service | Conceptual |  | Automation Service | Cross-cutting |  | A service which monitors the domain environment | [18 empty] | X | [13 empty] | US
| EPS switch | [9 empty] | Switch plus its controller within an EPS | [19 empty] | X | [11 empty] | Lvl 0 EPS |  |  | DER
| Equipment capacity simulator |  |  |  | Service | Conceptual |  | Automation Service | Transmission |  | utilizes equipment engineering design, Operational Historian and current equipment state to simulate safe operating limits and remaining capacity | [18 empty] | X | [13 empty] | US
| Equipment detection agent |  |  |  | Service | Conceptual |  | Automation Service | Operations |  | Mechanism to provide control signals to grid attached equipment that keeps the equipment operating within the desired performance band | [18 empty] | X | [13 empty] | US
| Equipment life cycle forecaster |  |  |  | Service | Conceptual |  | Automation Service | Transmission |  | provide the ability to forecast the remaining life of a managed device based on projected operational characteristics | [18 empty] | X | [13 empty] | US
| equipment load forecaster |  |  |  | Service | Conceptual |  | Automation Service | Transmission |  | Provides a forecast of equipment loading based on historical data | [18 empty] | X | [13 empty] | US
h | equipment monitor |  |  |  | Service | Conceptual |  | Automation Service | Transmission |  | process that monitors and reports field equipment status/alerts | [18 empty] | X | [13 empty] | US
h | Equipment monitor |  |  |  | Service | Conceptual |  | Automation Service | Operations |  | provide a mechanism to communicate with attached devices to determine operational capabilities | [18 empty] | X | [13 empty] | US
h | Equipment monitor |  |  |  | Service | Conceptual |  | Automation Service | Operations |  | mechanism that maintains equipment status | [18 empty] | X | [13 empty] | US
| equipment status collector |  |  |  | Service | Conceptual |  | Automation Service | Bulk Generation |  | provides a hub were equipment status information is housed for authorized actors | [18 empty] | X | [13 empty] | US
| equipment status detector |  |  |  | Service | Conceptual |  | Automation Service | Bulk Generation |  | provides an apparatus that can be deployed into the grid to detect operational characteristics of grid attached devices | [18 empty] | X | [13 empty] | US
| Equipment Testing |  |  |  | Service | Conceptual |  | Business Service | Cross-cutting |  | This service tests equipment prior to use within the smart grid | [18 empty] | X | [13 empty] | US
| ESCO Energy Services Company |  |  |  | - | [5 empty] | - | [29 empty] | X | - |  | US
| EV Pricing Program | [9 empty] | Special pricing for charging EVs | [19 empty] | X | [11 empty] | Lvl 5 Trans. And Market |  |  | DER
h | Event analyzer |  |  |  | Service | Conceptual |  | Automation Service | Distribution |  | Provides a root cause analysis of events within the distribution grid within the appropriate timeframe | [18 empty] | X | [13 empty] | US
h | Event analyzer |  |  |  | Service | Conceptual |  | Automation Service | Distribution |  | Provides a near real-time root cause analysis of events within the distribution grid. | [18 empty] | X | [13 empty] | US
h | Event detector |  |  |  | Service | Conceptual |  | Automation Service | Distribution |  | Provides a view of the distribution grid operational state within the appropriate timeframe. | [18 empty] | X | [13 empty] | US
h | Event detector |  |  |  | Service | Conceptual |  | Automation Service | Distribution |  | Provides a near real-time view of the distribution grid operational state conditions. | [18 empty] | X | [13 empty] | US
h | Event detector |  |  |  | Service | Conceptual |  | Automation Service | Distribution |  | Provides a view of the distribution grid operational state within acceptable operational timeframes | [18 empty] | X | [13 empty] | US
| Event forecasting service |  |  |  | Service | Conceptual |  | Automation Service | Market |  | Provides analytics support to project future issues based on historical information | [18 empty] | X | [13 empty] | US
| Event Management |  |  |  | Service | Conceptual |  | Automation Service | Service Provider |  | Provides the management of events | [18 empty] | X | [13 empty] | US
h | Event resolution |  |  |  | Service | Conceptual |  | Automation Service | Distribution |  | Execution of the root cause analysis results from events within the distribution grid within the appropriate timeframe | [18 empty] | X | [13 empty] | US
h | Event resolution |  |  |  | Service | Conceptual |  | Automation Service | Distribution |  | Execution of the near real-time root cause analysis results from events within the distribution grid. | [18 empty] | X | [13 empty] | US
h | Event resolution |  |  |  | Service | Conceptual |  | Automation Service | Distribution |  | Execution of the root cause analysis results from events within the distribution grid within acceptable timeframes | [18 empty] | X | [13 empty] | US
| exchange network models |  |  |  | Service | Conceptual |  | Business Service | Market |  | Provide a mechanism to exchange network models between entities | [18 empty] | X | [13 empty] | US
| Explicit Control Response |  |  |  | Service | Conceptual |  | Automation Service | Customer |  | A service that responds to external control | [18 empty] | X | [13 empty] | US
| Extension Planning |  |  |  | Role | Logical |  | Organization | Operations |  | Network Extension planning actors develop long term plans for power system reliability, monitor the cost, performance and schedule of construction, and define projects to extend the network such as new lines, feeders or switchgear. | business actor | grid operator | or function/ service | [6 empty] | X | [22 empty] | US | X
| facilitate market maker |  |  |  | Service | Conceptual |  | Business Service | Market |  | Actively encourage the emergence of a market maker in new markets | [18 empty] | X | [13 empty] | US
| facilitate trades |  |  |  | Service | Conceptual |  | Business Service | Market |  | Facilitate bi-lateral trades between parties | [18 empty] | X | [13 empty] | US
| Facility | EU: Buildings |  |  | Role | Conceptual |  | Facility | Cross Cutting |  | Something such as a building or large piece of equipment that is built for a specific purpose. In the NAESB context this is "The location at which connection to the distribution (or transmission) system is made." This is an abstract superclass role is used to describe a cluster of subclasses | [11 empty] | X |  |  |  |  | X | [15 empty] | US | X | 1 | X
| Facility DER EMS (FDEMS) | [9 empty] | System that manages the settings and dispatch of DER systems within a facility. This facility could be a residence, a building, a commercial site, an industrial site, or any other generic location. | [19 empty] | X | [11 empty] | Lvl 2 FDEMS |  |  | DER | X
| Facility Energy Management System/Gateway |  |  |  | Role | Logical |  | Device | Customer |  | A logical or physical device typically located at the customer facility which combines communication gateway and energy management functions. | [7 empty] | X | [24 empty] | US | X | p | X
| Facility Local Area Network (Facility LAN) | [29 empty] | X | [11 empty] | Lvl 2 FDEMS |  |  | DER | X
| Facility Manager | E: 1) Landlord, 2) HomeOwner, 3) Operations Manager; CM: Building Manager |  |  | Role | Conceptual |  | Organizational Entity | Customer |  | RolePerson responsible for the maintenance and operation of the facility. In the Residential market, this is the home owner, landlord, or building superintendent. | [9 empty] | X | [5 empty] | X | [16 empty] | US | X | p | X
| Fast Simulation Modelling (FSM) |  |  |  | Service | Conceptual |  | Automation Service | Transmission |  | Ability to react to conditions based upon situational awareness | [18 empty] | X | [13 empty] | US
h | Fault isolation |  |  |  | Service | Conceptual |  | Automation Service | Transmission |  | Execution of the fault isolation actions. | [18 empty] | X | [13 empty] | US
h | Fault Isolation: |  |  |  | Service | Conceptual |  | Business Service | Distribution |  | This service manages the isolation of faults to minimize damage to utility and customer equipment. | [18 empty] | X | [13 empty] | US
| Fault Level Analysis |  |  |  | Service | Conceptual |  | Business Service | Distribution |  | This service manages Fault Level Analysis on distribution systems | [18 empty] | X | [13 empty] | US
h | Fault level analyzer |  |  |  | Service | Conceptual |  | Automation Service | Transmission |  | Performs fault analysis for identification of fault conditions. | [18 empty] | X | [13 empty] | US
h | Fault level analyzer |  |  |  | Service | Conceptual |  | Automation Service | Distribution |  | Performs fault analysis for identification of fault conditions. | [18 empty] | X | [13 empty] | US
h | Fault level detector |  |  |  | Service | Conceptual |  | Automation Service | Transmission |  | Detects fault conditions on distribution circuits. | [18 empty] | X | [13 empty] | US
h | Fault level detector |  |  |  | Service | Conceptual |  | Automation Service | Distribution |  | Detects fault conditions on distribution circuits. | [18 empty] | X | [13 empty] | US
h | Field Actuators |  |  |  | System | [5 empty] | Primary equipment switches, which are located along the grid lines, realize control actions from the control facility on the Grid. They can be manually operated or remotely operated | [25 empty] | X | [5 empty] | GUC | EU
h | Field Actuators |  |  |  | System | [5 empty] | - | [26 empty] | X |  |  |  |  | Bulk Generation | EU
| Field Area Network (FAN) | IE: Feeder Network |  |  | Service | Logical |  | Facility | Distribution |  | The FAN connects distribution substations, field devices and Microgrids and Distributed Generation (including utility Bulk Storage) to the Grid Operations Core Network either directly or through a WAN or Backhaul facility. | [14 empty] | X | [17 empty] | US | X
| Field crew |  |  |  | Person | [5 empty] | actor on the field | [29 empty] | X |  | 0 | EU
| Field Crew Tools | : WorkforceTool |  |  | Actor | Logical |  | Application | Operations |  | A field engineering and maintenance tool set that includes any mobile computing and hand-held devices. | system actor | grid operator |  | X | [7 empty] | X | X | [19 empty] | US | X
| Field Equipment Calibration |  |  |  | Service | Conceptual |  | Business Service | Cross-cutting |  | This service manages the calibration of field equipment providing data for Smart Grid operations | [18 empty] | X | [13 empty] | US
| Field Equipment Upgade Management: |  |  |  | Service | Conceptual |  | Business Service | Distribution |  | This service manages lifecycle of field equipment | [18 empty] | X | [13 empty] | US
| Field Force Management System |  |  |  | System | [5 empty] | Applications helping to manage Field Force | [31 empty] | SG3 | EU
| Field recording (MC-FRD) |  |  |  | Application | [5 empty] | Field recording is often accomplished through hand held devices which allow field personnel to view and enter information relevant to the work they are performing in the field. For example, line crews and servicemen can access their respective district maps, do searches by pole number, substation, transformer number, switch numbers, and feeder names | [24 empty] | X | [6 empty] | 61968-IRM | EU
h | Field Sensing Devices |  |  |  | System | [5 empty] | Devices, which are spread on the Grid lines, continuously report current dynamic status such as voltage, current, frequency and so on. | [29 empty] | X |  | 0 | EU
h | Field Sensing Devices |  |  |  | System | [5 empty] | 0 | [26 empty] | X |  |  |  |  | Bulk Generation | EU
| Field work management: |  |  |  | Service | Conceptual |  | Business Service | Distribution |  | This service manages the dispatch of work crews authorized for servicing field equipment | [18 empty] | X | [13 empty] | US
h | Financial Services |  |  |  | Role ServiceComposition | Conceptual |  | Organization | Operations |  | Financial rolesactors measure performance across the whole organization, including the evaluation of investments in capital projects, maintenance, or operations. They track risk, benefits, costs and impact on levels of service. | [9 empty] | X | [22 empty] | US | X
h | Financial (FIN) |  |  |  | Application | [5 empty] | Financial actors measure performance across the whole organization, including the evaluation of investments in capital projects, maintenance, or operations. They track risk, benefits, costs and impact on levels of service. | [23 empty] | X | [7 empty] | 61968-IRM | EU
| Financial Management |  |  |  | service collection | Conceptual |  | Organizational Entity | Customer |  | Set of services that providesfor cost accounting and financial strategies development for an industrial or commercial business.
| Financial Manager |  |  |  | Role Actor | Conceptual Logical |  | Organizational Entity | Customer |  | Person that is responsible for cost accounting and developing financial strategies for an industrial or commercial business. | [15 empty] | X | [16 empty] | US | X
| Financial Sector Undertakings |  |  |  | Role Service | Conceptual |  | Organization | X-Domain |  | Provide capital to other actors or invest themselves into the projects within the electricity supply chain (grid, generation, e&c). | [16 empty] | X | [15 empty] | US
| Firewall Policy Enforcement |  |  |  | Service | Conceptual |  | Business Service | Cross-cutting |  | This service manages firewall policy enforcement | [18 empty] | X | [13 empty] | US
| Fleet Operator |  |  |  | Role | [5 empty] | A party that operates fleets of vehicles (mix of internal combustion engine vehicles and electric ones). The fleet operators could manage their activities in various ways: in private area such as airport fleets or in open market, like car sharing or more conventional car rental. A Fleet Operator could subscribe to different services, like parking services, mobility services and electricity charging services to an Area Energy Service Operator or Energy (e-Mobility) Service Operator.Additional information: a Fleet Operator could be considered as an Aggregator for specific mobility needs, could sometimes predict the energy demand for the mobility of its fleet and therefore aggregate it. He is responsible for the economical optimization between charge management and mobility. | [22 empty] | X | [8 empty] | AhG Charging | EU
| Flexibility Operator (FO) |  |  |  | Role | [5 empty] | generic role which links the role customer and its possibility to provide flexibilities to the roles market and grid; generic role that could be taken by many stakeholders, such as a DSO company, an Energy Service Company (ESCO) or an energy supplier | [17 empty] | X | [13 empty] | WGSP | EU
h | Flexible Load |  |  |  | - | [5 empty] | Load that can be modulated | [25 empty] | X | [5 empty] | CUG | EU
h | Flexible Load |  |  |  | - | [5 empty] | Load that can be modulated | [26 empty] | X |  |  |  |  | Distribution Grid Management/Microgrid | EU
| FLISR |  |  |  | - | [5 empty] | Fault location, isolation and system restoration (FLIR) | [29 empty] | X |  | - | EU
| forcast supply resources |  |  |  | Service | Conceptual |  | Business Service | Operations |  | provide forecasts of supply resources | [18 empty] | X | [13 empty] | US
| forecast demand |  |  |  | Service | Conceptual |  | Business Service | Service Provider |  | determine protocols for forcasting demand | [18 empty] | X | [13 empty] | US
| forecast equipment life |  |  |  | Service | Conceptual |  | Business Service | Transmission |  | using the information gathered in monitor equipment determine the remaining life of electrical components installed in the grid | [18 empty] | X | [13 empty] | US
| forecast equipment loading |  |  |  | Service | Conceptual |  | Business Service | Transmission |  | maintain equipment specific future load profiles | [18 empty] | X | [13 empty] | US
| forecast intermittent generation |  |  |  | Service | Conceptual |  | Business Service | Market |  | provide intermittent generation forecasts for various timescales as needed for grid management | [18 empty] | X | [13 empty] | US
| forecast resources |  |  |  | Service | Conceptual |  | Business Service | Operations |  | provide forecasts of system resources | [18 empty] | X | [13 empty] | US
| Forecast weather impacts |  |  |  | Service | Conceptual |  | Business Service | Operations |  | Forecast the potential impact of weather events on the grid assets | [18 empty] | X | [13 empty] | US
h | Forecasting support service |  |  |  | Service | Conceptual |  | Automation Service | Market |  | Provide support services for forecasting analytics in the market area | [18 empty] | X | [13 empty] | US
h | forecasting support service |  |  |  | Service | Conceptual |  | Automation Service | Market |  | Provide support services for short term forecasting | [18 empty] | X | [13 empty] | US
h | Frequency detection |  |  |  | Service | Conceptual |  | Automation Service | Transmission |  | Monitor frequency across system | [18 empty] | X | [13 empty] | US
h | Frequency detection |  |  |  | Service | Conceptual |  | Automation Service | Operations |  | Monitor energy frequency across system | [18 empty] | X | [13 empty] | US
| Frequency management support |  |  |  | Service | Conceptual |  | Automation Service | Operations |  | Provides a mechanism to manage the overall grid frequency within established limits | [18 empty] | X | [13 empty] | US
| Fuel cell | [29 empty] | X | [11 empty] | Lvl 1 DER |  |  | DER | X
| Functions, objects or data classified as Actors in references which may not be Actors | [42 empty] | US
d | Gas | This is an SOA Element, not an actor or role. |  |  | Actor | Logical |  | Device | Generation |  | Power source provided by gas turbines. Typically used as "peaker" to satisfy peak load requirements. These plants are closer to the distribution load, in areas with constraint or high load profiles. | [9 empty] | X | [22 empty] | US | X
| Gas Meter | NR: Water/Gas Metering |  |  | Actor | Logical |  | Device | Cross Cutting | Field Monitoring | A device that is either used for revenue grade at the pPoint of sSale measuring or facility grade device used for the transfer of gas, product and measuring usage and possibly control from one domain/system to another | [12 empty] | X | [19 empty] | US | X
| Gas turbine | [29 empty] | X | [11 empty] | Lvl 1 DER |  |  | DER | X
| Gateway | RM: Facility EMS/Gateway, CM: Building Gateway |  |  | Service | Conceptual |  | Application | Customer |  | The function of translating two or more dissimilar protocols. This role is often fufilled by a communications device (such as a router) used to send messages to devices and sub-systems in a building or structure or from one network domain to another. |  |  | function/ service |  |  |  |  | X |  | X | [22 empty] | US | X
| Generation | IE: Grid Scale Energy Resource (Section 6)/Bulk generatioon (Section 7); CM: Building Automation (System) Gateway |  |  | Role | Conceptual |  | Facility | Generation |  | Conventional or renewable generation connected to the transmission grid (69kV and up). Is 69kV really a requirement? This should include all generation types DER and bulk. Creating electricity. | role | producer | [12 empty] | X | [17 empty] | US | X | 1
| Generation Asset Management |  |  |  | Service | Logical |  | Application | Generation |  | Performed by roles actors to determine equipment maintenance schedules, calculate the life expectancy of the device. They also record equipment operations and maintenance history for future operational and engineering decisions. | [9 empty] | X | [22 empty] | US | X | 1 | X
| Generation forecasting |  |  |  | Service | Conceptual |  | Automation Service | Operations |  | Provide a mechanism to forecast capacity of grid connected resources based on estabilished parameters | [18 empty] | X | [13 empty] | US
| Generation Measure |  |  |  | Role | Conceptual | Measure | Application | Generation | Process | Performed by roles actors that provide visibility into the flow of power and the condition of the systems in the field. In the future measurement might be found in built into meters, transformers, feeders, switches and other devices in the grid. | [9 empty] | X | [22 empty] | US | X
| Generation Operation/Control | CM: Generation.Control |  |  | Service | Conceptual |  | Application | Generation |  | Performed by roles actors that permit Operations to manage generation assets in maintaining the flow of power and reliability of the system. Generation dispatch is based upon reliablity with economic dispatch. | [9 empty] | X | [22 empty] | US | X
| Generation Protection |  |  |  | Service | Conceptual |  | Application | Generation |  | Performed by rolesActors that react rapidly to faults and other events in the system that might cause power outages, brownouts, or the destruction of equipment. Performed to maintain high levels of reliability and power quality. May work locally or on a wide scale. | [9 empty] | X | [22 empty] | US | X
| Generation Record |  |  |  | Role | Conceptual |  | Application | Generation |  | Performed by actors that permit other domains to review what has happened on the grid for financial, engineering, operational, and forecasting purposes. | [9 empty] | X | [22 empty] | US | X
| Generation scheduler |  |  |  | Service | Conceptual |  | Automation Service | Operations |  | Provide a mechanism to support the scheduling of generation based on agreed parameters | [18 empty] | X | [13 empty] | US
| Generation Stabilize and Optimize |  |  |  | Service | Logical |  | Application | Generation |  | Performed by rolesactors that ensure the network is operating with the appropriate tolerances across the system. They may gather information to make control decisions that ensure reliable and proper operations (stability) or more efficient operations (optimization). Measurement and control form a feedback loop that allows grid operators to stabilize the flow of energy across the electric network or safely increase the load on a transmission path. | [9 empty] | X | [22 empty] | US | X
| Generation Substation |  |  |  | Actor | Logical |  | Facility | Generation |  | Centralized facility that steps-up voltage to transmission level. Usually located adjacent to the generation faciltiy. | [14 empty] | X | [17 empty] | US | X
| Generator |  |  |  | Role | [5 empty] | Generating electricity, contributing actively to voltage and reactive power control, required to provide the relevant data (information on outages, forecast, actual production) to the energy marketplace (see also the Articles 2.1 and 2.2 of the Directive). | [28 empty] | X |  |  | EG3 | EU
h | Generator |  |  |  | Role | [5 empty] | Generating electricity, contributing actively to voltage and reactive power control, required to provide the relevant data (information on outages, forecast, actual production) to the energy marketplace (see also the Articles 2.1 and 2.2 of the Directive). | [26 empty] | X |  |  |  |  | Distribution Grid Management/Microgrid | EU
h | Generator |  |  |  | Role | [5 empty] | Generating electricity, contributing actively to voltage and reactive power control, required to provide the relevant data (information on outages, forecast, actual production) to the energy marketplace (see also the Articles 2.1 and 2.2 of the Directive). | [26 empty] | X |  |  |  |  | Smart Home/Commercial/Industrial/DR-Customer EMS | EU
h | Geographic Information System |  | GIS | GIS | Service | Logical |  | Application | Operations |  | GIS formerly known as Automated Mapping/Facilities Management (AM/FM) contains the geographical information of the distribution power system circuit connectivity, as well as the parameters describing the power system facilities. Conceptually, the GIS' repository contains the transmission connectivity, ownerships and relevant customer-premises data. Repository of distribution system assets, their relationships (connectivity), ownerships, and activities. |  |  |  | X |  | X | [6 empty] | X | [19 empty] | US | X | p | X
h | Geographic Information System |  |  |  | System | [5 empty] | Geographic Information System is a system designed to capture, store, manipulate, analyze, manage, and present all types of geographical data. In the simplest terms, GIS is the merging of cartography, statistical analysis, and database technology. | [31 empty] | SG3 | EU |  | p | X
h | Geographic Information System (GIS) | [9 empty] | Geographic model of the distribution system, including the location and characteristics of all distribution equipment and DER systems (individually and/or in aggregate) | [19 empty] | X | [11 empty] | Lvl 4 DSO |  |  | DER | X
| Geographical inventory(AMGINV) |  |  |  | Application | [5 empty] | Management of geospatial data, typically by utilizing computer graphics technology to enter, store, and update graphic and non-graphic information. Geographic depictions and related non-graphic data elements for each entity are typically stored in some form of a data store. The graphic representations are referenced using a coordinate system that relates to locations on the surface of the earth. Information in the data store can be queried and displayed based upon either the graphic or non-graphic attributes of the entities. | [23 empty] | X | [7 empty] | 61968-IRM | EU
d | Geothermal | This is an SOA Element, not an actor or role. |  |  | Actor | Logical |  | Facility | Generation |  | Power plants using geothermal steam for their turbines. These facilitities are located on seismically active areas with hydrothermic reservoirs. | [9 empty] | X |  |  |  |  | X | [17 empty] | US | X
h | GIS Operator |  |  |  | Actor | Logical |  | Organizational Entity | Operations |  | Operator of the Geographic Information System | [17 empty] | X | [14 empty] | US | X
h | GIS Operator |  |  |  | Person | [5 empty] | Operator of the Geographical Information System | [29 empty] | X |  | 0 | EU
| Green House Gas support services |  |  |  | Service | Conceptual |  | Automation Service | Market |  | Provides support for the creation of products that support the management of green house gases | [18 empty] | X | [13 empty] | US
h | Grid |  |  |  | System | [5 empty] | Bulk power systems including power generation, transmission, and MV distribution | [25 empty] | X | [5 empty] | GUC | EU
h | Grid |  |  |  | System | [5 empty] | Power Distribution system | [29 empty] | X |  | - | EU
h | Grid |  |  |  | System | [5 empty] | - | [26 empty] | X |  |  |  |  | Bulk Generation | EU
h | Grid |  |  |  | System | [5 empty] | - | [26 empty] | X |  |  | X | - |  | US
h | Grid Access Provider |  |  |  | Role | Conceptual |  | Organizational Entity | Operations |  | A party responsible for providing access to the grid through a local metering point and its use for energy consumption or production to the party connected to the grid. | [17 empty] | X | [14 empty] | US | X
h | Grid Access Provider |  |  |  | Role | [5 empty] | A party responsible for providing access to the grid through a local metering point and its use for energy consumption or production to the party connected to the grid. | [21 empty] | X | [9 empty] | ENTSO-E Role model | EU
h | Grid Communications Network Providers |  |  |  | Service | Conceptual |  | Organization | Operations |  | They plan, build and maintain the communications systems that enable the data communication required to maintain grid stability, load balancing and fault protection systems. They also ensure compliance with the agreed service levels (Service Level Agreements including quality of service, data security and privacy) and compliance with any national and/or international regulations as necessary. | [16 empty] | X | [15 empty] | US | X
h | Grid communications network providers |  |  |  | Role | [5 empty] | Plan, build and maintain the communications systems that enable the data communication required to maintain grid stability, load balancing and fault protection systems by a TSO or DSO. This function is mostly executed by the TSO or the DSO, or may be performed by an independent actor but the overall responsibility and ownership of information remains with TSO and DSO.4 Grid communications network provider ensures compliance with the agreed service levels (Service Level Agreements including quality of service, data security and privacy) and compliance with any national and/or international regulations as necessary; | [28 empty] | X |  |  | EG3 | EU
h | Grid Condition Indicator |  |  |  | Service | Conceptual |  | Business Service | Market |  | Provide a location-based dynamic metric that illustrates the desired change in energy consumption. | [18 empty] | X | [13 empty] | US
h | Grid Condition Indicator |  |  |  | Service | Conceptual |  | Business Service | Operations |  | Provides a geographic specific indicator of the grid condition | [18 empty] | X | [13 empty] | US
| Grid Health Support |  |  |  | Service | Conceptual |  | Automation Service | Operations |  | Provide a mechanism to maintain the health of the grid to resist outages | [18 empty] | X | [13 empty] | US
| Grid Monitoring |  |  |  | Generic Role | [32 empty] | X |  |  | X | - |  | US
| Grid Operations | RM: Distribution Management; IE: Distribution Operation and Control |  |  | Service | Conceptual |  | Organization | Operations |  | Grid operations manage and controls all utility assets, services and processes in "real-time" for the distribution of electricity (and gas and water) to and from customers and may serve customers who do not choose direct access. | [7 empty] | X | [6 empty] | X | [17 empty] | US | X
| Grid Operations Core Network | IE: Utility Control/Operations/Enterprise LAN |  |  | Role | Logical |  | Facility | Operations |  | Local Area Networtk (LAN) infrastructure concentrating all operational networks. This includes grid operations management and control communications (eg: Field Area Networks (FANs), Substation Area Networks), as well as external party interfaces (eg: Market, Service Providers) | [14 empty] | X | [17 empty] | US | X
| Grid Operations Support |  |  |  | Service | Conceptual |  | Automation Service | Operations |  | Provides a mechanism to support overall operations of the grid | [18 empty] | X | [13 empty] | US
| Grid Operator |  |  |  | Role | [5 empty] | A party that operates one or more grids. | [21 empty] | X | [9 empty] | ENTSO-E Role model | EU
| Group Management |  |  |  | Service | Conceptual |  | Automation Service | Customer |  | A service that manages entity groupings | [18 empty] | X | [13 empty] | US
h | Head End System (HES) |  |  |  | System | [5 empty] | Central Data System collecting data via the AMI of various meters in its service area. It communicates via a WAN directly to the meters and/or to the NNAP of LNAP. | [27 empty] | X |  |  |  | SMCG | EU
h | HES |  |  |  | - | [5 empty] | Responsible for acquiring the reads from meters and/or from data concentrators Delivers the raw meter reads to MDM Repeats the reading for any missing reads Is the short-term interim data storage (1-3 months) for meter reads Pushes the event information upwards to MDM Supports the specific protocols of the concentrators and meters Contains some topology information and aggregation functionality for plug &br/>play solutions | [26 empty] | X |  |  |  |  | Smart Home/Commercial/Industrial/DR-Customer EMS | EU
| HES operator (A) |  |  |  | generic role | [5 empty] | External actor interacting with the system functions and components via the HES Head End System (Metering) | [27 empty] | X |  |  |  | SMCG | EU
| Health Monitoring |  |  |  | Service | Conceptual |  | Business Service | Customer |  | Provide a mechansim to check device health | [18 empty] | X | [13 empty] | US
| Home Appliance vendors |  |  |  | Role | Conceptual | Role | Organization | Customer | Enterprise | Home appliance manufacturers. Of special interest for Smart Grid is the inclusion of intelligent communicating appliances which can participate in Demand/Response situations and be monitored/controlled remotely | [16 empty] | X | [15 empty] | US | X
| Home automation end device |  |  |  | System | [5 empty] | Device providing additional functionalities enabling consumers to interact with their own environment. | [27 empty] | X |  |  |  | SMCG | EU
h | Home Automation Operator |  |  |  | Role | Physical |  | Person | Customer |  | External role actor interacting directly with the home automation end device. | [17 empty] | X | [14 empty] | US | X
h | Home Automation Operator (D) |  |  |  | generic role | [5 empty] | External actor interacting directly with the home automation end device. | [27 empty] | X |  |  |  | SMCG | EU
| Home customer |  |  |  | Role | [5 empty] | A residential consumer of electricity (including also agriculture users) may also be involved in contract-based Demand/Response. | [27 empty] | X |  |  |  | SMCG | EU
| Home Management |  |  |  | Service | Logical |  | Application | Service Provider |  | Service that monitors and controls home energy and potentially responds to signals while minimizing impact on home occupants. | [9 empty] | X | [22 empty] | US | X
h | Human Resources |  |  |  | Role | Conceptual |  | Organizational Entity | Operations |  | Human Resources (HR) roles actors manage personnel information and activities including safety, training, benefits, performance, review, compensation, recruiting, sceduling, training/employee job-ratings and expenses. HR also determines overtime scheduling and job qualifications for specifc tasks. | [9 empty] | X | [22 empty] | US | X
h | Human Resources (HR) |  |  |  | Application | [5 empty] | Resources (HR) actors manage personnel information and activities including safety, training, benefits, performance, review, compensation, recruiting, scheduling, training/employee job-ratings and expenses. HR also determines overtime scheduling and job qualifications for specific tasks. | [23 empty] | X | [7 empty] | 61968-IRM | EU
h | Hydro Facility |  |  |  | Actor | Logical |  | Facility | Generation | Process | Superclass hydro | [15 empty] | X | [16 empty] | US | X | 1 | X
h | Hydro plant | [29 empty] | X | [11 empty] | Lvl 1 DER |  |  | DER | X
| Identify geographic area for field work order |  |  |  | Service | Conceptual |  | Automation Service | Distribution |  | This service identifies the field work order geographic information for distribution to the appropriate field resource. | [18 empty] | X | [13 empty] | US
| Imbalance Settlement Responsible |  |  |  | Role | Conceptual |  | Organization | Market |  | A party that is responsible for settlement of the difference between the contracted quantities and the realised quantities of energy products for the balance responsible parties in a market balance area. | [10 empty] | X | X | [5 empty] | X | [14 empty] | US | X
| Imbalance Settlement Responsible |  |  |  | Role | [5 empty] | A party that is responsible for settlement of the difference between the contracted quantities and the realised quantities of energy products for the balance responsible parties in a market balance area. | [21 empty] | X | [9 empty] | ENTSO-E Role model | EU
| Implicit Control Response |  |  |  | Service | Conceptual |  | Automation Service | Customer |  | A service that responds to energy data | [18 empty] | X | [13 empty] | US
| In Home Display | RM: Display; NR: Customer Premise Display; E: Intelligent HMI Energy Device | IHD | IHD | Service | Logical |  | Device ? | Customer |  | An In-Home Display (for Homes) or facilities console for other customers (e.g. commercial buildings, industrial facilities, or vehicles) displaying usage, cost and other information to customers. Could be implemented as a device, web portal, or through another mechanism | [7 empty] | X |  | X |  |  | X |  |  | X | [16 empty] | US | X
| Independent System Operator | RM: ISO/RTO; Independent System Operator/Regional Transmission Organization Wholesale Market | ISO | ISO | Role | Conceptual |  | Organization | Operations |  | Independent System Operator (ISO): An independent entity that monitors/controls a power gridover a limited geographic area (typically a single to few States). Responsible for generation and transmission coordination of electricity, high-level load management and other signals for distribution companies. Additionally responsible for managing the area's wholesale generation Market on the behalf of Market participants (Generation, Distributed Generation, Service Providers and Aggregators. |  |  |  |  | X | X | X | [5 empty] | X | [19 empty] | US | X
| Industrial Automation |  |  |  | Service | Logical |  | Application | Customer |  | System which controls devices at a large customer site which potentially could be used to direct building devices to increase/decrease load as needed. | [9 empty] | X | [22 empty] | US | X
| Industrial consumer |  |  |  | Role | [5 empty] | A large consumer of electricity in an industrial / manufacturing industry. May be involved in contract based Demand/Response. | [28 empty] | X |  |  | EG3 | EU
| Industrial Customer | EU: Transportation Customer |  |  | Role | Conceptual |  | Organization | Customer |  | A large business which receives electricity from the electric distribution system. Typically utilities define industrial customers with usage above a minimum threshold. | [16 empty] | X | [15 empty] | US | X
| Industrial Gateway |  |  |  | Actor | Physical |  | Device | Customer |  | Communications device which could be used to send messages to devices and systems at a large industrial customer site. | [9 empty] | X | [22 empty] | US | X
| Information & Communication Technology (ICT) service providers/Vendors |  |  |  | Role | Conceptual |  | Organization | Operations |  | Computer Systems, intelligent field equipment, communications equipment and software providers necessary to support grid operations | [16 empty] | X | [15 empty] | US | X
| Information Presentation |  |  |  | Service | Conceptual |  | Business Service | Customer |  | Provide a mechanism to display information from the system. | [18 empty] | X | [13 empty] | US
| Information Security Management |  |  |  | Service | Conceptual |  | Automation Service | Cross-cutting |  | Provides Security to data access protecting data confidentiality | [18 empty] | X | [13 empty] | US
| Infrastructure Planning (was deployment planning) |  |  |  | Service | Conceptual |  | Business Service | Customer |  | Building the Smart Grid System to support additional devices (e.g. Water, Gas) | [18 empty] | X | [13 empty] | US
| initate customer communication |  |  |  | Service | Conceptual |  | Automation Service | Service Provider |  | establish communications between customer and service provider | [18 empty] | X | [13 empty] | US
| initiate communication with customer |  |  |  | Service | Conceptual |  | Business Service | Service Provider |  | initiate communication channel with the end customer that allows two-way communication | [18 empty] | X | [13 empty] | US
| installation and maintenance of electrical service |  |  |  | Service | Conceptual |  | Business Service | Service Provider |  | install and maintain quality electrical service to customers within applicable limits | [18 empty] | X | [13 empty] | US
| Installation Service Technician |  |  |  | Actor | Physical |  | Person | Service Provider |  | Installer of communicating/controlable customer devices, Building Automation Systems (BAS) and components. | [17 empty] | X | [14 empty] | US | X
| Intelligent alarm detector |  |  |  | Service | Conceptual |  | Automation Service | Distribution |  | This service manages event alarms within the distribution system | [18 empty] | X | [13 empty] | US
| Intelligent alarm prioritization |  |  |  | Service | Conceptual |  | Automation Service | Distribution |  | This service prioritizes alarms within the distribution system for actions or mitigation. Prioritization will be updated as alarm actions are taken. | [18 empty] | X | [13 empty] | US
| Intelligent Alarm Processing: |  |  |  | Service | Conceptual |  | Business Service | Distribution |  | This service manages all levels of alarms to maintain correct operator action priorities. The metric for this service is related to correctly handling the variety of alarms that may be faced by operators. | [18 empty] | X | [13 empty] | US
| Intelligent alarm retention |  |  |  | Service | Conceptual |  | Automation Service | Distribution |  | This service stores alarms occurring within the distribution system for future reference, audit and investigations. | [18 empty] | X | [13 empty] | US
| Interconnection Trade Responsible |  |  |  | Role | Conceptual |  | Organization | Market |  | Is a market particpant or depends on one. r\Recognised by the Nomination Validator for the nomination of already allocated capacity. | [17 empty] | X | [14 empty] | US | X
| Interconnection Trade Responsible |  |  |  | Role | [5 empty] | Is a Balance Responsible Party or depends on one. He is recognised by the Nomination Validator for the nomination of already allocated capacity. Additional information: This is a type of Balance Responsible Party | [21 empty] | X | [9 empty] | ENTSO-E Role model | EU
| Internal Monitoring |  |  |  | Service | Conceptual |  | Automation Service | Customer |  | Entity health monitoring | [18 empty] | X | [13 empty] | US
| Internet Service Provider |  | ISP | ISP | Role | Conceptual |  | Organization | Service Provider |  | ISPs provide Internet access to Customer Premise Networks. | [14 empty] | X | [17 empty] | US | X
| Inter-regional Communications |  |  |  | Service | Conceptual |  | Automation Service | Operations |  | Provides a reliable mechanism to facilitate communications between control centers | [18 empty] | X | [13 empty] | US
| islanding support service |  |  |  | Service | Conceptual |  | Automation Service | Bulk Generation |  | Provide a platform for the management of isolation of energy sources from the rest of the grid | [18 empty] | X | [13 empty] | US
| ISO/RTO Operation |  |  |  | Role | Logical |  | Organization | Market | Market | A role that provides market driven perspective to the energy process. Interacts with operations across domains | [12 empty] | X |  | X | [17 empty] | US | X
| Key Management |  |  |  | Service | Conceptual |  | Automation Service | Cross-cutting |  | A service which sets the security parameters associated with key materials | [18 empty] | X | [13 empty] | US
| Least cost dispatch |  |  |  | Service | Conceptual |  | Business Service | Bulk Generation |  | Provide a mechanism to allow for the lowest cost units to be called on first for providing energy | [18 empty] | X | [13 empty] | US
| Lighting |  |  |  | Actor | Physical |  | Device | Customer |  | Customer owned system which provides illumination and which is potentially controllable by automation or load control systems. | [9 empty] | X | [22 empty] | US | X
| LNAP |  |  |  | System | [5 empty] | The Local Network Access Point is a functional entity that provides access to one or more metering end devices, displays and home automation end devices connected to the local network (LN). It may allow data exchange between different functional entities connected to the same LN. | [27 empty] | X |  |  |  | SMCG | EU
| Load | IE: AC Loads (Sect 6), Loads (Sect 7) |  |  | Actor Role | Physical Logical |  | Device | Customer |  | Device connected to the distribution system that draws power from the grid. Load devices can be appliances, pump controls, HVACs, electric vehicles, etc | [14 empty] | X | [17 empty] | US | X
| Load Analysis |  |  |  | Service | Conceptual |  | Automation Service | Customer |  | A service that analyzes load information | [18 empty] | X | [13 empty] | US
| Load Detecting |  |  |  | Service | Conceptual |  | Automation Service | Customer |  | A service that obtains Load information | [18 empty] | X | [13 empty] | US
| Load Device |  |  |  | Actor | Physical Logical |  | Device | Customer |  | Device connected to the distribution system which consumes electricity. Load devices can be e.g. appliances, pump controls, HVACs, electric vehicles | [9 empty] | X | [22 empty] | US | X
h | Load flow modeler |  |  |  | Service | Conceptual |  | Automation Service | Transmission |  | Provides the calculations necessary to perform load flow analysis. | [18 empty] | X | [13 empty] | US
h | Load flow modeler |  |  |  | Service | Conceptual |  | Automation Service | Distribution |  | Provides the calculations necessary to perform load flow analysis. | [18 empty] | X | [13 empty] | US
| Load forecast analyzer |  |  |  | Service | Conceptual |  | Automation Service | Distribution |  | Analyzes load forecasts to determine the future distribution model necessary to support the projected load | [18 empty] | X | [13 empty] | US
| Load forecast detector |  |  |  | Service | Conceptual |  | Automation Service | Distribution |  | Provides the inputs necessary to perform a distribution load forecast including weather, economics and scaling algorithms. | [18 empty] | X | [13 empty] | US
h | Load forecaster |  |  |  | Service | Conceptual |  | Automation Service | Transmission |  | Provides the short term load forecast for the system. | [18 empty] | X | [13 empty] | US
h | Load forecaster |  |  |  | Service | Conceptual |  | Automation Service | Distribution |  | Provides the short term load forecast for the distribution system. | [18 empty] | X | [13 empty] | US
| Load Forecasting |  |  |  | Service | Conceptual |  | Automation Service | Service Provider |  | Provides Energy Bid for a market trading period | [18 empty] | X | [13 empty] | US
| Load Management System |  | LMS | LMS | Service | Logical |  | Application | Operations |  | LMS balances load by controlling Customer appliances and equipment (DR, DER, EV and ES charging/discharging). To do this LMS processes load management program contracts, relevant historic information, profiles, behavioral models, customer-specific power quality and reliability characteristics. |  |  |  | X |  | X | [6 empty] | X | [19 empty] | US | X
| Load Serving Entity |  | LSE | LSE | Role | Logical |  | Organization | Service Provider |  | A role which carries the responsibility of serving end-users and selling electric energy to end-users. | [11 empty] | X | [20 empty] | US | X
| Load transfer |  |  |  | Service | Conceptual |  | Automation Service | Distribution |  | Performs automated load transfer actions of sectional areas across the distribution system. | [18 empty] | X | [13 empty] | US
| Local Authority |  |  |  | Role | Conceptual | Manager | Organization | Generation | Enterprise | A party that produces electricity Additional information: This is a type of Party Connected to the Grid | [17 empty] | X | [14 empty] | US | X
| Local EPS | [9 empty] | An EPS contained entirely within a single premises or group of premises | [19 empty] | X | [11 empty] | Lvl 0 EPS |  |  | DER | X
| Local Regulatory Authority | N: regulator, state regulator |  |  | Role | Conceptual |  | Organization | Agency | Enterprise | A regulatory authority responsible for the oversight and administration of utility service-related functions within its jurisdiction. | [11 empty] | X | [20 empty] | US | X
| Locational demand history service |  |  |  | Service | Conceptual |  | Automation Service | Market |  | Provide an information platform that provides access to the demand history for any location on the grid for any time in history | [18 empty] | X | [13 empty] | US
| Long Term Demand forecast |  |  |  | Service | Conceptual |  | Business Service | Market |  | Maintain a long term demand forecast for various customer classes within the control area | [18 empty] | X | [13 empty] | US
h | Long term forecasting support service |  |  |  | Service | Conceptual |  | Automation Service | Transmission |  | Provide support services for long term scenario based forecasting | [18 empty] | X | [13 empty] | US
h | Long term forecasting support service |  |  |  | Service | Conceptual |  | Automation Service | Market |  | Provide support services for long term scenario based forecasting | [18 empty] | X | [13 empty] | US
h | Long term forecasting support service |  |  |  | Service | Conceptual |  | Automation Service | Bulk Generation |  | Provide support services for long term scenario based forecasting | [18 empty] | X | [13 empty] | US
| Loss location management: |  |  |  | Service | Conceptual |  | Business Service | Distribution |  | This service manages the location of non-technical energy losses on the distribution system. | [18 empty] | X | [13 empty] | US
| Magnetic Energy Storage Systems | IEEE: Superconducting Magnetic Energy Storage Systems | SMES | SMES | Actor | Physical |  | Device | Cross Cutting | Process | SMES stores energy in a superconducting coil which is cryogenically cooled to its superconducting critical tempature. | [14 empty] | X | [17 empty] | US | X | 1 | X
| maintain contingency plans |  |  |  | Service | Conceptual |  | Business Service | Transmission |  | develop plans, including fail over, that allow the system to continue to operate when problems arise | [18 empty] | X | [13 empty] | US
| maintain equipment characteristics |  |  |  | Service | Conceptual |  | Business Service | Transmission |  | maintain all characteristics of electrical components installed in the system | [18 empty] | X | [13 empty] | US
| maintain equipment characteristics |  |  |  | Service | Conceptual |  | Business Service | Transmission |  | maintain all characteristics of electrical components installed in the system | [18 empty] | X | [13 empty] | US
| maintain facilities |  |  |  | Service | Conceptual |  | Business Service | Bulk Generation |  | Provide maintence sufficient to maintain generation units in operational condition | [18 empty] | X | [13 empty] | US
| maintain history |  |  |  | Service | Conceptual |  | Business Service | Market |  | Maintain a history of market transactions | [18 empty] | X | [13 empty] | US
| Maintain Market History |  |  |  | Service | Conceptual |  | Business Service | Market |  | Provide management of historical market information | [18 empty] | X | [13 empty] | US
| Maintain network model |  |  |  | Service | Conceptual |  | Business Service | Operations |  | Maintain a time based model that represents the topology of the electrical power network | [18 empty] | X | [13 empty] | US
| maintain physical security |  |  |  | Service | Conceptual |  | Business Service | Transmission |  | manage the physical facilities of the system to maintain control of physical access to the system | [18 empty] | X | [13 empty] | US
| maintain stability |  |  |  | Service | Conceptual |  | Business Service | Transmission |  | manage energy flow in the grid to ensure stable grid operation | [18 empty] | X | [13 empty] | US
| maintain state information |  |  |  | Service | Conceptual |  | Business Service | Transmission |  | using the information gathered in monitor equipment determine the remaining capacity of the system to handle more energy | [18 empty] | X | [13 empty] | US
| maintain system |  |  |  | Service | Conceptual |  | Business Service | Transmission |  | manage the maintenance of the system equipment to maintain operational capability | [18 empty] | X | [13 empty] | US
| maintain system Integrity |  |  |  | Service | Conceptual |  | Business Service | Bulk Generation |  | provide the controls that will facilitate several scenarios for keeping the energy flowing through the system when issues occur | [18 empty] | X | [13 empty] | US
| maintain topology |  |  |  | Service | Conceptual |  | Business Service | Transmission |  | manage the mapping of the logical connectivity possible in the overall system | [18 empty] | X | [13 empty] | US
| maintain voltage |  |  |  | Service | Conceptual |  | Business Service | Transmission |  | manage embedded equipment in the grid to adjust voltage to stay within compliance limits | [18 empty] | X | [13 empty] | US
h | Maintenance and Construction | EU-WGSP: Maintenance and Inspection |  | EU-WGSP: MC-MAI | Service | Logical |  | Application | Operations |  | Maintenance and Construction actors coordinate equipment inspection, cleaning and adjustment , organize construction and design, dispatch and schedule maintenance and construction work, capture records gathered by field personnel and permit them to view necessary information to perform their tasks. | [9 empty] | X | [7 empty] | X | [14 empty] | US | X
h | Maintenance and Construction (MC) |  |  |  | System | [5 empty] | Maintenance and Construction actors coordinate equipment inspection, cleaning and adjustment , organize construction and design, dispatch and schedule maintenance and construction work, capture records gathered by field personnel and permit them to view necessary information to perform their tasks. | [23 empty] | X | [7 empty] | 61968-IRM | EU
| Maintenance and inspection (MC-MAI) |  |  |  | Role | [5 empty] | Work involving inspection, cleaning, adjustment, or other service of equipment to enable it to perform better or to extend its service life. Examples of maintenance work are routine oil changes and painting.Examples of inspection work are pole inspections, vault inspections, and substation inspections. | [23 empty] | X | [7 empty] | 61968-IRM | EU
| Maintenance forecast |  |  |  | Service | Conceptual |  | Automation Service | Distribution |  | Provides an estimate of the distribution field equipment maintenance requirements based on operational equipment characteristics. | [18 empty] | X | [13 empty] | US
| maintenance management |  |  |  | Service | Conceptual |  | Automation Service | Transmission |  | provides support for assigning maintenance personnel to tasks | [18 empty] | X | [13 empty] | US
| maintenance planning support service |  |  |  | Service | Conceptual |  | Automation Service | Bulk Generation |  | Provide a platform to coordinate maintenance planning on energy sources attached to the grid | [18 empty] | X | [13 empty] | US
| Maintenance Prioritization |  |  |  | Service | Conceptual |  | Automation Service | Service Provider |  | Prioritizes maintenance and improvements impacting electric service quality | [18 empty] | X | [13 empty] | US
| Maintenance Prioritization Collector |  |  |  | Service | Conceptual |  | Automation Service | Service Provider |  | Aggregates reliability and power quality status | [18 empty] | X | [13 empty] | US
h | Maintenance Prioritization Notification |  |  |  | Service | Conceptual |  | Automation Service | Service Provider |  | Provides the prioritization of maintenance and improvements impacting electric service quality. | [18 empty] | X | [13 empty] | US
h | maintenance support service |  |  |  | Service | Conceptual |  | Automation Service | Transmission |  | Provide a platform to execute maintenance to maintain units in operational condition | [18 empty] | X | [13 empty] | US
h | maintenance support service |  |  |  | Service | Conceptual |  | Automation Service | Bulk Generation |  | Provide a platform to execute maintenance to maintain units in operational condition | [18 empty] | X | [13 empty] | US
| manage adverse conditions |  |  |  | Service | Conceptual |  | Business Service | Bulk Generation |  | provide analytics to determine adverse impacts that can be managed before they become operational problems | [18 empty] | X | [13 empty] | US
| manage aggregators |  |  |  | Service | Conceptual |  | Business Service | Market |  | Determine mechanism for aggregators of energy resources to engagge in markets | [18 empty] | X | [13 empty] | US
| manage ancillary services |  |  |  | Service | Conceptual |  | Business Service | Bulk Generation |  | provide a set of reserve resources that can be used to maintain the grid within compliance limits | [18 empty] | X | [13 empty] | US
| manage availability of communication |  |  |  | Service | Conceptual |  | Business Service | Service Provider |  | ensure communication of system parameters available to the customer within applicable limits | [18 empty] | X | [13 empty] | US
| manage availability of communication |  |  |  | Service | Conceptual |  | Business Service | Cross-cutting |  | ensure communication of information to the customer | [18 empty] | X | [13 empty] | US
| manage blackouts |  |  |  | Service | Conceptual |  | Business Service | Transmission |  | operate a mechanism to manage rolling blackouts as part of an overall balancing scheme | [18 empty] | X | [13 empty] | US
| manage cold start |  |  |  | Service | Conceptual |  | Business Service | Bulk Generation |  | bring an out of service unit on line as an independent source | [18 empty] | X | [13 empty] | US
| manage communication |  |  |  | Service | Conceptual |  | Business Service | Service Provider |  | maintain communication of system parameters as they relate to customer decision making | [18 empty] | X | [13 empty] | US
| manage contingency event |  |  |  | Service | Conceptual |  | Business Service | Operations |  | Provide pre-determined protocol instructions for responding to a contingency event | [18 empty] | X | [13 empty] | US
| manage contractual compliance |  |  |  | Service | Conceptual |  | Business Service | Bulk Generation |  | units have contractual commitments on when to run at what rate | [18 empty] | X | [13 empty] | US
| manage control of generation |  |  |  | Service | Conceptual |  | Business Service | Bulk Generation |  | provide a mechanism to directly control the inputs and outputs of generation units | [18 empty] | X | [13 empty] | US
| manage customers |  |  |  | Service | Conceptual |  | Business Service | Operations |  | facilitate communication with end customers | [18 empty] | X | [13 empty] | US
| Manage data sharing across organizations |  |  |  | Service | Conceptual |  | Business Service | Bulk Generation |  | Provide stakeholders in different organizations with required data | [18 empty] | X | [13 empty] | US
| manage demand |  |  |  | Service | Conceptual |  | Business Service | Operations |  | provide a mechanism to reduce end-customer energy costs | [18 empty] | X | [13 empty] | US
| manage demand response |  |  |  | Service | Conceptual |  | Business Service | Transmission |  | operate a mechanism to manage interruptable loads as part of an overall balancing scheme | [18 empty] | X | [13 empty] | US
| manage DER |  |  |  | Service | Conceptual |  | Business Service | Transmission |  | manage DER as a part of the resource mix for balancing energy demands | [18 empty] | X | [13 empty] | US
| Manage Devices |  |  |  | Service | Conceptual |  | Business Service | Cross-cutting |  | This service manages smart grid end devices | [18 empty] | X | [13 empty] | US
| manage direct access |  |  |  | Service | Conceptual |  | Business Service | Market |  | Provides the ability for end-customes to purchase power in the wholesale market | [18 empty] | X | [13 empty] | US
| Manage Direct Load Control Program |  |  |  | Service | Conceptual |  | Business Service | Operations |  | Offer managed load reduction schemes using direct operation of devices | [18 empty] | X | [13 empty] | US
| manage dispute |  |  |  | Service | Conceptual |  | Business Service | Market |  | Provide a mechanism to coordinate disputes on the market processes | [18 empty] | X | [13 empty] | US
| Manage distriburted energy resources |  |  |  | Service | Conceptual |  | Business Service | Operations |  | Develop mechanisms to include distributed energy resources (DER) in the operation of the electrical grid | [18 empty] | X | [13 empty] | US
| manage DR program |  |  |  | Service | Conceptual |  | Business Service | Operations |  | Offer managed load reduction schemes | [18 empty] | X | [13 empty] | US
| manage emergency response |  |  |  | Service | Conceptual |  | Business Service | Transmission |  | maintain a plan for recovering from major system disruptions | [18 empty] | X | [13 empty] | US
| manage emissions audit |  |  |  | Service | Conceptual |  | Business Service | Operations |  | maintain emmissions history for grid assets | [18 empty] | X | [13 empty] | US
| manage emissions from units |  |  |  | Service | Conceptual |  | Business Service | Bulk Generation |  | provide a mechanism that allows control of the emissions of a generation unit | [18 empty] | X | [13 empty] | US
| manage energy contracts |  |  |  | Service | Conceptual |  | Business Service | Market |  | provide a mechanism to manage the operation of energy contracts between market participants | [18 empty] | X | [13 empty] | US
| Manage energy resources |  |  |  | Service | Conceptual |  | Business Service | Operations |  | Provide a mechanism to direct connected energy resources to operate based on abnormal situations | [18 empty] | X | [13 empty] | US
| Manage energy storage |  |  |  | Service | Conceptual |  | Business Service | Operations |  | Develop mechanisms to include energy storage in the operation of the electrical grid | [18 empty] | X | [13 empty] | US
| manage equipment |  |  |  | Service | Conceptual |  | Business Service | Bulk Generation |  | provide a mechanism to control equipment operation in due time | [18 empty] | X | [13 empty] | US
| Manage equipment status |  |  |  | Service | Conceptual |  | Business Service | Bulk Generation |  | provide a mechanism to Manage the current characteristics of equipment | [18 empty] | X | [13 empty] | US
| manage forecasting |  |  |  | Service | Conceptual |  | Business Service | Bulk Generation |  | provide a mechanism to create scenarios of future demand for supply capability | [18 empty] | X | [13 empty] | US
| manage frequency |  |  |  | Service | Conceptual |  | Business Service | Operations |  | maintain electrical frequency within applicable limits | [18 empty] | X | [13 empty] | US
| manage grid operations |  |  |  | Service | Conceptual |  | Business Service | Operations |  | balance supply with demand of the electrical grid | [18 empty] | X | [13 empty] | US
| manage interconnect guidelines |  |  |  | Service | Conceptual |  | Business Service | Transmission |  | maintain a mechanism for managing the exchange of energy with distribution | [18 empty] | X | [13 empty] | US
| manage islanding |  |  |  | Service | Conceptual |  | Business Service | Bulk Generation |  | provide the ability to disconnect sections of the grid from each other to operate independently | [18 empty] | X | [13 empty] | US
| manage load control participants |  |  |  | Service | Conceptual |  | Business Service | Operations |  | facilitate participant involvement in load control | [18 empty] | X | [13 empty] | US
| manage load limits |  |  |  | Service | Conceptual |  | Business Service | Transmission |  | operate equipment in a manner that avoids overloads | [18 empty] | X | [13 empty] | US
| manage load shed |  |  |  | Service | Conceptual |  | Business Service | Transmission |  | manage the system balance by shedding load | [18 empty] | X | [13 empty] | US
| Manage market rules |  |  |  | Service | Conceptual |  | Business Service | Market |  | Develop mechanisms to manage the evolution of market rules | [18 empty] | X | [13 empty] | US
| Manage notification |  |  |  | Service | Conceptual |  | Business Service | Market |  | Provide notification of market events to interested parties | [18 empty] | X | [13 empty] | US
| manage participation |  |  |  | Service | Conceptual |  | Business Service | Market |  | develop guidelines for market participation | [18 empty] | X | [13 empty] | US
| manage past incipent failures |  |  |  | Service | Conceptual |  | Business Service | Bulk Generation |  | provide a mechanism switch away from incipent failures to maintain the system within compliance limits | [18 empty] | X | [13 empty] | US
| manage performance |  |  |  | Service | Conceptual |  | Business Service | Operations |  | maintain performance of equipment within applicable limits | [18 empty] | X | [13 empty] | US
| manage power flow |  |  |  | Service | Conceptual |  | Business Service | Transmission |  | react to rapid changes in the energy flow to maintain system parameters within compliance limits | [18 empty] | X | [13 empty] | US
| manage power interchange |  |  |  | Service | Conceptual |  | Business Service | Operations |  | Ensure power flow with neighboring control areas is coordinated | [18 empty] | X | [13 empty] | US
h | manage power quality |  |  |  | Service | Conceptual |  | Business Service | Bulk Generation |  | provide a mechanism to maintain energy quality within compliance limits | [18 empty] | X | [13 empty] | US
h | manage power quality |  |  |  | Service | Conceptual |  | Business Service | Operations |  | manages the operational quality of the power on the system | [18 empty] | X | [13 empty] | US
| manage protection scheme |  |  |  | Service | Conceptual |  | Business Service | Transmission |  | maintain a set of schemes for protecting the system from damage by electrical overload | [18 empty] | X | [13 empty] | US
| manage quality of service |  |  |  | Service | Conceptual |  | Business Service | Operations |  | provide mechanism to ensure business services remain within predetermined metrics | [18 empty] | X | [13 empty] | US
h | manage reserves |  |  |  | Service | Conceptual |  | Business Service | Operations |  | manage an inventory of reserves to cover contingencies | [18 empty] | X | [13 empty] | US
h | manage reserves |  |  |  | Service | Conceptual |  | Business Service | Operations |  | track the remaining capacity in the market to meet demand | [18 empty] | X | [13 empty] | US
| manage scheduled outages |  |  |  | Service | Conceptual |  | Business Service | Bulk Generation |  | plan out of service time for maintenance on generation facilities | [18 empty] | X | [13 empty] | US
| manage scheduling of facilities |  |  |  | Service | Conceptual |  | Business Service | Bulk Generation |  | provide analytics that will develop an operations plan for generation units based on known characteristics | [18 empty] | X | [13 empty] | US
| Manage Security Policies |  |  |  | Service | Conceptual |  | Business Service | Cross-cutting |  | This service manages Security Policies for Smart Grid Operations | [18 empty] | X | [13 empty] | US
| manage stability |  |  |  | Service | Conceptual |  | Business Service | Transmission |  | manage energy flow in the grid to ensure stable grid operation | [18 empty] | X | [13 empty] | US
| manage storage |  |  |  | Service | Conceptual |  | Business Service | Transmission |  | maintain the integrated operation of storage at any point in the system | [18 empty] | X | [13 empty] | US
| manage supply |  |  |  | Service | Conceptual |  | Business Service | Transmission |  | manage the level of supply in the system to balance the system while maintaining the compliance limits | [18 empty] | X | [13 empty] | US
| manage switching |  |  |  | Service | Conceptual |  | Business Service | Transmission |  | manage a set of protocols to switch load on the system | [18 empty] | X | [13 empty] | US
| Manage system protection |  |  |  | Service | Conceptual |  | Business Service | Operations |  | Provide protection schemes that ensure the security of the system under fault conditions | [18 empty] | X | [13 empty] | US
h | Manage System Protection Execution: |  |  |  | Service | Conceptual |  | Business Service | Distribution |  | Manages the execution of system protection functions as they are occuring. | [18 empty] | X | [13 empty] | US
h | Manage System Protection Execution: |  |  |  | Service | Conceptual |  | Business Service | Distribution |  | Manage system protection post event analysis; This service manages the analysis of protection actions following an event episode. | [18 empty] | X | [13 empty] | US
| manage system re-start |  |  |  | Service | Conceptual |  | Business Service | Operations |  | re-initiate stable operation of a power grid after a failure | [18 empty] | X | [13 empty] | US
| manage system stability |  |  |  | Service | Conceptual |  | Automation Service | Transmission |  | manage the stability of the system | [18 empty] | X | [13 empty] | US
| manage transformer load |  |  |  | Service | Conceptual |  | Business Service | Transmission |  | maintain the load on transformers to avoid distortion of the wave form | [18 empty] | X | [13 empty] | US
| Manage unbalanced current: |  |  |  | Service | Conceptual |  | Business Service | Distribution |  | This service manages unbalanced current flows to keep distribution systems within acceptable engineering tolerances to optimize efficiency. | [18 empty] | X | [13 empty] | US
| manage unit commitment |  |  |  | Service | Conceptual |  | Business Service | Bulk Generation |  | provide a mechanism to confirm schedule operational compliance in generation units | [18 empty] | X | [13 empty] | US
| manage VAR |  |  |  | Service | Conceptual |  | Business Service | Transmission |  | manage VAR for all customers within compliance limits | [18 empty] | X | [13 empty] | US
| Manage variability |  |  |  | Service | Conceptual |  | Business Service | Operations |  | Provide reserves that can balance the variability of energy resources | [18 empty] | X | [13 empty] | US
h | manage voltage |  |  |  | Service | Conceptual |  | Business Service | Transmission |  | operate a mechanism to regulate voltage within compliance limits for all customers | [18 empty] | X | [13 empty] | US
h | manage voltage |  |  |  | Service | Conceptual |  | Business Service | Operations |  | maintain electrical voltage within applicable limits | [18 empty] | X | [13 empty] | US
h | Manage voltage |  |  |  | Service | Conceptual |  | Business Service | Operations |  | Manage the voltage in all parts of the system within established limits | [18 empty] | X | [13 empty] | US
| Managey Service Management |  |  |  | Service | Conceptual |  | Business Service | Cross-cutting |  | This service manages Managey service functions | [18 empty] | X | [13 empty] | US
| Manual Overide |  |  |  | Service | Conceptual |  | Business Service | Customer |  | Provide a mechanism to overide automated actions while assuring safety. | [18 empty] | X | [13 empty] | US
| Market | NR: Market |  |  | Service | Conceptual |  | Organization | Market |  | Market are entities that provide energy information/services. Market signal changes in the operation of the system based upon market economic variable to/from Customers, utilities, and Service Providers. Market include Retail, Wholesale and Demand/Response Programs. | [12 empty] | X |  | X | [17 empty] | US | X
| market auction support service |  |  |  | Service | Conceptual |  | Automation Service | Market |  | provides an auction service to allow a price based market balance | [18 empty] | X | [13 empty] | US
| market clearing support service |  |  |  | Service | Conceptual |  | Automation Service | Market |  | provides a matching service between supply and demand for any product to safely balance the market | [18 empty] | X | [13 empty] | US
| Market Communications Service |  |  |  | Service | Conceptual |  | Automation Service | Market |  | Provide a secure channel for communicating market information to all authorized parties | [18 empty] | X | [13 empty] | US
| Market Enrollment |  |  |  | Service | Logical |  | Application | Market |  | The collection of enrollment or tariff data for a Demand Resource Object to provide a specific market product or service. | [11 empty] | X | [20 empty] | US | X
| Market Generator |  |  |  | Role | Conceptual |  | Organization | Enterprise |  | Electricity producer (regardless of source), contributing actively to voltage and reactive power control, required to provide the relevant data (information on outages, forecast, actual production) to the energy marketplace | [14 empty] | X | [17 empty] | US | X | 1
| market history service |  |  |  | Service | Conceptual |  | Automation Service | Market |  | Provide a historical record of market related information | [18 empty] | X | [13 empty] | US
| Market Information Aggregator |  |  |  | Role | [5 empty] | Market Information Aggregator, A party that provides market related information that has been compiled fromthe figures supplied by different actors in the market. This information may also be published or distributed for general use. Note: The Market Information Aggregator may receive information from any market participant that is relevant for publication or distribution | [21 empty] | X | [9 empty] | ENTSO-E Role model | EU
| Market Limiter Service |  |  |  | Service | Conceptual |  | Automation Service | Market |  | Provide a service which restricts trading when the market trading exceeds market limits rules | [18 empty] | X | [13 empty] | US
| Market maker support service |  |  |  | Service | Conceptual |  | Automation Service | Market |  | Provide support services to allow a market maker | [18 empty] | X | [13 empty] | US
| Market Management | EU: Trader |  |  | Role | Logical |  | Organization | Market |  | A person or entity that buys and sells energy goods and services in an organized electricity market (Power Exchange) or Over the Counter.Market managers include Regional OPerations entities (Independent System Operators (RTOs), and Regional Transmissiopn Operators (RTO)s for wholesale markets. There are transmission, services and demand response markets as well. Some Distributed Generation (DG) | [9 empty] | X | [6 empty] | X | [15 empty] | US | X
| Market Operator |  |  |  | Role | [5 empty] | The unique power exchange of trades for the actual delivery of energy that receives the bids from the Balance Responsible Parties that have a contract to bid. The market operator determines the market energy price for the market balance area after applying technical constraints from the system operator. It may also establish the price for the reconciliation within a metering grid area. | [21 empty] | X | [9 empty] | ENTSO-E Role model | EU
| Market Operator |  |  |  | Role | [5 empty] | The unique power exchange of trades for the actual delivery of energy that receives the bids from the Balance Responsible Parties that have a contract to bid. The market operator determines the market energy price for the market balance area after applying technical constraints from the system operator. It may also establish the price for the reconciliation within a metering grid area. | [29 empty] | X | - |  | US
| Market operator (generic) | [29 empty] | X | [11 empty] | Lvl 5 Trans. And Market |  |  | DER
| Market Ops |  |  |  | Service | Conceptual |  | Application | Market |  | Manages and oversees wholesale power generation (and curtailment) contract execution. One of their primary functions is to deter market power abuses and anticompetitive behavior by ensuring transparency with respect to bilateral contracts. Functions include financial and goods sold clearing, price quotation streams, audit and balancing. | [9 empty] | X | [22 empty] | US | X
| Market Participant |  |  |  | Actor | Logical |  | Organization | Market |  | An organization registered with the System Operator that may take on roles such as Service Provider (SP), LSE, Trade Development Support Program (TDSP), and/or Market Aggregator in accordance with the System Operator’s market rules. | [11 empty] | X | [20 empty] | US | X
| Market Platform Service |  |  |  | Service | Conceptual |  | Automation Service | Market |  | Provide an automation platform that supports market functions | [18 empty] | X | [13 empty] | US
| market rules management service |  |  |  | Service | Conceptual |  | Automation Service | Market |  | Provide a central repository of market rules for use by all actors | [18 empty] | X | [13 empty] | US
| market simulation service |  |  |  | Service | Conceptual |  | Automation Service | Market |  | Provide a scenario based simulation service | [18 empty] | X | [13 empty] | US
| market trading history service |  |  |  | Service | Conceptual |  | Automation Service | Market |  | Provide a historical record of market related trading information | [18 empty] | X | [13 empty] | US
| market transparency |  |  |  | Service | Conceptual |  | Business Service | Market |  | Develop mechanisms to publish key market attributes to the public | [18 empty] | X | [13 empty] | US
| Measure Customer |  |  |  | Service | Conceptual |  | Business Service | Service Provider |  | provide for the measurement of a customer based on agreed physical characteristics | [18 empty] | X | [13 empty] | US
| Measurement |  |  |  | Role | Logical |  | Application | Customer |  | The role associated with the device or algorithm that measures the consumption or supply of an End Device. | [11 empty] | X | [20 empty] | US | X
| Measurement Collector |  |  |  | Service | Conceptual |  | Automation Service | Service Provider |  | Collects measurement from customer system | [18 empty] | X | [13 empty] | US
h | Measurement support |  |  |  | Service | Conceptual |  | Automation Service | Operations |  | Provides a mechanism to determine consumption statistics | [18 empty] | X | [13 empty] | US
h | Measurement support |  |  |  | Service | Conceptual |  | Automation Service | Service Provider |  | Provides a mechanism to collect physical measurement data from all customers | [18 empty] | X | [13 empty] | US
| Messaging |  |  |  | Service | Conceptual |  | Automation Service | Customer |  | A service that used to display information from the system to an entity | [18 empty] | X | [13 empty] | US
h | meter data collection |  |  |  | Service | Conceptual |  | Business Service | Service Provider |  | collect accurate meter data with various levels of granularity from end customer | [18 empty] | X | [13 empty] | US
h | meter data collection |  |  |  | Service | Conceptual |  | Business Service | Service Provider |  | collect accurate meter data with various levels of granularity from end customer using protocols to minimize cost | [18 empty] | X | [13 empty] | US
h | Meter Data Collector |  |  |  | Service | Conceptual |  | Automation Service | Service Provider |  | Collects measurement from end device equipment | [18 empty] | X | [13 empty] | US
h | Meter Data Collector , MDC |  |  |  | Role | [5 empty] | A party responsible for meter reading and quality control of the reading. | [21 empty] | X | [9 empty] | ENTSO-E Role model | EU
| Meter Data Management System | RM:Metering System; A:Meter Data Master System | MDMS | MDMS | Service | Logical |  | Application | Operations |  | Meter Data Master System (MDMS) provides meter information typically including physical (eg: type, serial, firmware), spatial, usage information (e.g. energy usage, energy generation, meter logs, meter test results) and makes data available to authorized systems. Most MDMS also provide data validation and verification for bill settlement. |  |  |  | X | [8 empty] | X | [19 empty] | US | X
| Meter Data Management System, MDMS |  |  |  | System | [5 empty] | System for validating, storing, processing and analyzing large quantities of meter data | [21 empty] | X | [9 empty] | ENTSO-E Role model | EU
h | meter data reporting |  |  |  | Service | Conceptual |  | Business Service | Service Provider |  | provide meter data to customer based on established parameters | [18 empty] | X | [13 empty] | US
h | Meter data reporting |  |  |  | Service | Conceptual |  | Automation Service | Service Provider |  | report meter data to customer based on reporting parameters using collected data | [18 empty] | X | [13 empty] | US
| Meter data reporting configuration |  |  |  | Service | Conceptual |  | Automation Service | Service Provider |  | set reporting parameters for data reporting to customer | [18 empty] | X | [13 empty] | US
h | Meter Operator |  | MO |  | Role | Conceptual |  | Organization |  |  | A party responsible for installing, maintaining, testing, certifying and decommissioning physical meters | [17 empty] | X | [14 empty] | US | X
h | Meter Operator, MO |  |  |  | Role | [5 empty] | A party responsible for installing, maintaining, testing, certifying and decommissioning physical meters | [21 empty] | X | [9 empty] | ENTSO-E Role model | EU
| Meter Reading and Control |  |  |  | Service | Logical |  | Application | Operations |  | Meter Reading and Control actors perform a variety of functions on the metering system including data collection, disconnect/reconnect, outage management, prepayment point of sale, power quality and reliability monitoring, meter maintenance and asset management, meter data management including validation, estimation and editing (VEE), customer billing, and load management, including load analysis and control, demand response, and risk management. | [9 empty] | X | [22 empty] | US | X
| Meter User (B) |  |  |  | generic role | [5 empty] | External actor interacting directly with the smart meter (Metering End Device). | [27 empty] | X |  |  |  | SMCG | EU
| Metered Data Aggregator | MDA |  |  | Role | Conceptual |  | Organization |  |  | A party responsible for the establishment and qualification of metered data from the Metered data responsible. This data is aggregated according to a defined set of market rules. | [17 empty] | X | [14 empty] | US | X
| Metered Data Aggregator , MDA |  |  |  | Role | [5 empty] | A party responsible for the establishment and qualification of metered data from the Metered data responsible. This data is aggregated according to a defined set of market rules | [21 empty] | X | [9 empty] | ENTSO-E Role model | EU
| Metering Authority |  | MA | MA | Role | Conceptual |  | Organization | Agency |  | A role which carries the responsibility of providing data necessary to determine the performance of a Resource. | [11 empty] | X | [20 empty] | US | X
| Metering, Billing, Utility Back Office - needs to be broken-up |  |  |  | Service | Conceptual |  | Application | Distribution |  | The systems used for collecting metering information, validating it, settling bills across accounting entities, and issuing bills to customers. | [5 empty] | X | [6 empty] | X | [19 empty] | US | X
| Metrology Measurement |  |  |  | Service | Conceptual |  | Business Service | Customer |  | Provide a mechansim to meter energy | [18 empty] | X | [13 empty] | US
| Micro Hydro |  |  |  | Actor | Logical |  | Facility | Customer |  | Customer owned river or stream driven power generation resource. Generation used for either Customer consumption or resale. Often particpates in Demand/Response programmes, could be a scheduled resource. | [13 empty] | X | [18 empty] | US | X | 1 | X
| Microgrid Control Center |  |  |  | - | [5 empty] | - | [26 empty] | X |  |  | X | - |  | US
| Microgrid DER EMS (MDEMS) | [9 empty] | System that manages the settings and dispatch of DER systems within a microgrid, and that can cause the microgrid to become an island and to reconnect with the Area EPS. | [19 empty] | X | [11 empty] | Lvl 2 FDEMS |  |  | DER | X
| Microgrid Distributed Generation Network | IE: Feeder Distributed Energy Resource/Microgrid Network |  |  | Actor | Logical |  | Facility | Distribution |  | These networks are comprised of all energy sources (eg: solar, wind, diesel, storage) not part of Generation. In most cases these energy resources are klocatd in industrial parks, campuses (ie: microgrids) | [14 empty] | X | [17 empty] | US | X | 1 | X
| Microgrid EPS | [9 empty] | A Local EPS that can operate as an island and is operated as a virtual resource to the Area EPS | [19 empty] | X | [11 empty] | Lvl 0 EPS |  |  | DER | X
| Microgrid Operator | [9 empty] | Responsible party for operational aspects of a microgrid | [19 empty] | X | [11 empty] | Lvl 2 FDEMS |  |  | DER | X
| Microgrid Operator |  |  |  | - | [5 empty] | 0 | [26 empty] | X |  |  | X | - |  | US
| Microgrid Owner | [9 empty] | Responsible party for market and financial decisions and contracts related to a microgrid | [19 empty] | X | [11 empty] | Lvl 2 FDEMS |  |  | DER
| Minimize Disruption |  |  |  | Service | Conceptual |  | Business Service | Operations |  | Develop mechanisms to minimize interruption of electrical service to customers | [18 empty] | X | [13 empty] | US
| Minimize outages |  |  |  | Service | Conceptual |  | Business Service | Operations |  | maintain the distribution system to minimize outage occurances | [18 empty] | X | [13 empty] | US
| Minimize outages |  |  |  | Service | Conceptual |  | Business Service | Operations |  | maintain the distribution system to minimize outage occurances | [18 empty] | X | [13 empty] | US
| Mobile metering service provider |  |  |  | Role | [32 empty] | X |  |  |  |  | Electric-transportation (ET) | EU
| Mobility Service Operator |  |  |  | Role | [5 empty] | A party offering standard mobility services for all type of vehicles (internal combustion engine vehicles as well as plug-in electric or full electric vehicles). “Mobility services” covers maintenance and repair contract, navigation or guidance services, help deskservices, driving assistance and any other type of services, linked to any vehicle data management exchanged between the vehicle and a communication platform with data aggregation or mining or extraction operation according data privacy regulations. A Mobility Service Operator could subscribe EV Charging Energy (e-Mobility) Services provided by an Energy (e-Mobility) Service Operator exactly in the same manner as it could subscribe other Area Energy Services managed by an Area Energy Service Operator. Additional information: a Mobility Service Operator could be considered as an Aggregator for conventional mobility services. | [22 empty] | X | [8 empty] | AhG Charging | EU
h | Modeler |  |  |  | Role | Logical |  | Organizational Entity | Operations |  | Organizational entity responsible for Person in charge of modeling the power network. | [17 empty] | X | [14 empty] | US | X
h | Modeler |  |  |  | Person | [5 empty] | Person in charge of modeling the network | [29 empty] | X |  |  | US
| MOL Responsible |  |  |  | Role | Logical |  | Role | Market |  | Responsible for the management of the available tenders for all Acquiring System Operators to establish the order of the reserve capacity that can be activated. | [17 empty] | X | [14 empty] | US | X
| MOL Responsible |  |  |  | Role | [5 empty] | Responsible for the management of the available tenders for all Acquiring System Operators to establish the order of the reserve capacity that can be activated. | [21 empty] | X | [9 empty] | ENTSO-E Role model | EU
| monitor all phases |  |  |  | Service | Conceptual |  | Business Service | Transmission |  | monitor all three phases of the system for energy flow characteristics | [18 empty] | X | [13 empty] | US
| monitor emissions |  |  |  | Service | Conceptual |  | Business Service | Operations |  | measure the environmental impact of grid assets | [18 empty] | X | [13 empty] | US
| monitor energy resources |  |  |  | Service | Conceptual |  | Business Service | Operations |  | Provide a mechanism to support review of the status of grid attached energy sources | [18 empty] | X | [13 empty] | US
h | monitor equipment |  |  |  | Service | Conceptual |  | Business Service | Transmission |  | operate a mechanism to maintain temporal characteristics on electrical components installed in the system | [18 empty] | X | [13 empty] | US
h | monitor equipment |  |  |  | Service | Conceptual |  | Business Service | Operations |  | report the health of equipment | [18 empty] | X | [13 empty] | US
| monitor equipment accuracy |  |  |  | Service | Conceptual |  | Business Service | Transmission |  | maintain status of accuracy for instrumentation in the field | [18 empty] | X | [13 empty] | US
| monitor generator emissions |  |  |  | Service | Conceptual |  | Business Service | Bulk Generation |  | provide a mechanism to measure emissions of a generation unit | [18 empty] | X | [13 empty] | US
| monitor generator performance |  |  |  | Service | Conceptual |  | Business Service | Bulk Generation |  | provide a mechanism to measure generation unit operational charateristics | [18 empty] | X | [13 empty] | US
| Monitor Market |  |  |  | Service | Conceptual |  | Business Service | Market |  | Analyze the effectiveness of market rules in maintaining an effective electric power market | [18 empty] | X | [13 empty] | US
| monitor resources |  |  |  | Service | Conceptual |  | Business Service | Operations |  | measure the real-time status of grid resources | [18 empty] | X | [13 empty] | US
| monitor system status |  |  |  | Service | Conceptual |  | Business Service | Transmission |  | manage instrumentation in the grid to maintain a picture of the grid situation | [18 empty] | X | [13 empty] | US
| Multi Unit Submeter |  |  |  | Actor | Physical |  | Device | Customer |  | Meter used to measure electric usage at individual units which are part of an multi-unit apartment buildings, condominiums, commercial buildings, mobile home parks, and similar multi-unit complexes. | [9 empty] | X | [22 empty] | US | X
| Multicast Communications Support |  |  |  | Service | Conceptual |  | Business Service | Cross-cutting |  | This service provides support for multicast communications | [18 empty] | X | [13 empty] | US
h | Multihoming network management |  |  |  | Service | Conceptual |  | Business Service | Cross-cutting |  | This service manages multihoming on smart grid networks | [18 empty] | X | [13 empty] | US
h | multi-market support service |  |  |  | Service | Conceptual |  | Automation Service | Market |  | provides the ability to act on cross market opportunities within the physical limits of the system | [18 empty] | X | [13 empty] | US
| Natural disaster sensors |  |  |  | Service | Conceptual |  | Automation Service | Distribution |  | This service provides information associated with natural events that have a high potential for significant disruption of the distribution system. Natural events could be attributed to events such as high wind, lightning, ice, flooding, earthquake or magnetic disturbance. | [18 empty] | X | [13 empty] | US
| Near Term Demand Forecast |  |  |  | Service | Conceptual |  | Business Service | Market |  | Provide forecast of demand over multiple near term time periods | [18 empty] | X | [13 empty] | US
| Neighborhood Area Network | NAN | NAN | NAN | Actor | Logical |  | Facility | Distribution |  | NANs provide communications to connect distribution field devices (commonly Smart Meters), Migrogrid/Distributed Generation to a Distribution Grid Operations Core Network | [14 empty] | X | [17 empty] | US | X
h | Neighbourhood Network Access Point (NNAP) |  |  |  | - | [5 empty] | The Neighbourhood Network Access Point is a functional entity that provides access to one or more LNAP’s, metering end devices, displays and home automation end devices connected to the neighbourhood network (NN). It may allow data exchange between different functional entities connected to the same NN. | [26 empty] | X |  |  |  |  | Smart Home/Commercial/Industrial/DR-Customer EMS | EU
h | Neighbourhood Network Access Point (NNAP) |  |  |  | - | [5 empty] | functional entity that provides access to one or more LNAP’s, metering end devices, displays and home automation end devices connected to the neighbourhood network (NN). It may allow data exchange between different functional entities connected to the same NN. | [26 empty] | X |  |  |  |  | Smart Home/Commercial/Industrial/DR-Customer EMS | EU
| net trades |  |  |  | Service | Conceptual |  | Business Service | Market |  | Will net trades across grid constraints up to the acceptable limit on that constraint | [18 empty] | X | [13 empty] | US
| Netting support service |  |  |  | Service | Conceptual |  | Automation Service | Market |  | Provide a matching support platform to match participant trades to obtain a true net position | [18 empty] | X | [13 empty] | US
| Network Address Management |  |  |  | Service | Conceptual |  | Business Service | Cross-cutting |  | This service manages the network address infrastructure for the smart grid | [18 empty] | X | [13 empty] | US
| Network calculations (NE-NCLC) |  |  |  | Application | [5 empty] | Used to develop a long-term (generally one year and beyond) plan for the reliability (adequacy) of the interconnected electric transmission and distribution networks. | [23 empty] | X | [7 empty] | 61968-IRM | EU
| Network Extension Planning (NE) |  |  |  | System | [5 empty] | Network Extension planning actors develop long term plans for power system reliability, monitor the cost, performance and schedule of construction, and define projects to extend the network such as new lines, feeders or switchgear | [23 empty] | X | [7 empty] | 61968-IRM | EU
| Network model visualization support service |  |  |  | Service | Conceptual |  | Automation Service | Market |  | Provide support services to allow visualization of the capability of the grid for a specific time frame | [18 empty] | X | [13 empty] | US
h | Network operation monitoring (NONMON) |  |  |  | Application | [5 empty] | Part of Network Operation Provides the means for supervising main substation topology (breaker and switch state) and control equipment status. It also provides the utilities for handling network connectivity and loading conditions. It also makes it possible to locate customer telephone complaints and supervise the location of field crews. | [23 empty] | X | [7 empty] | 61968-IRM | EU
h | Network operation monitoring (NO-NMON) |  |  |  | Application | [32 empty] | X |  |  | X | - |  | US
h | Network Operation Simulation |  |  |  | Service | Logical |  | Application | Operations |  | This set of services functions allows facilities to define, prepare and optimise the sequence of operations required for carrying out maintenance work on the system (release/clearance orders) and operational planning. | [17 empty] | X | [14 empty] | US | X
h | Network operation simulation (OPSIM) |  |  |  | Application | [5 empty] | This set of functions allows facilities to define, prepare and optimise the sequence of operations required for carrying out maintenance work on the system (release/clearance orders) and operational planning. | [23 empty] | X | [7 empty] | 61968-IRM | EU
h | Network Operations |  |  |  | Service | Conceptual |  | Application | Operations | Operations | The Network Operation domain is a sub-domain within Operation providing the monitoring, control, and maintanence of the utilities grid network. Key applications include monitoring and control remote field equipment (eg: Phase Measurement Units (PMU), capacitor banks, sectionalizers ) | [9 empty] | X | [22 empty] | US | X
h | Network Operations (NO) |  |  |  | System | [5 empty] | The Network Operation domain is a sub-domain within Operation providing the monitoring, control, and maintenance of the utilities network. Key applications include monitoring and control remote field equipment (e.g.: Phase Measurement Units (PMU), capacitor banks, sectionalizers ) | [23 empty] | X | [7 empty] | 61968-IRM | EU
h | Network Operations (NO) |  |  |  | System | [35 empty] | X |  | - | EU
h | Network Operations Analysis |  |  |  | Service | Logical |  | Application | Operations |  | Advanced analytics that compare records taken from real-time operation related with information on grid network incidents, connectivity and loading to optimize operations and schedule periodic maintenance. | [9 empty] | X | [22 empty] | US | X
h | Network Operations Analysis (NO-OFA) |  |  |  | Application | [5 empty] | Operation Feedback Analysis actors compare records taken from real-time operation related with information on network incidents, connectivity and loading to optimize operations and schedule periodic maintenance. | [23 empty] | X | [7 empty] | 61968-IRM | EU
h | Network Operations Analysis (NO-OFA) |  |  |  | Application | [32 empty] | X |  |  | X | - |  | US
| Network Operations Analyst | CM: Network Operations Analysis |  |  | Role | Logical |  | Organizational Entity | Operations |  | Operation Feedback role that Analysis actors compares records taken from real-time operation related with information on grid network incidents, connectivity and loading to optimize operations and schedule periodic maintenance. | [9 empty] | X | [22 empty] | US | X
d | Network Operations Calculations |  |  |  | Service | Conceptual |  | Application | Operations |  | Real-time Network Calculations actors (not shown) provide system operators with the ability to assess the reliability and security of the power system. | [9 empty] | X | [22 empty] | US | X
| Network Operations Calculations (NO-CLC) |  |  |  | Application | [5 empty] | Real-time Network Calculations actors provide system operators with the ability to assess the reliability and security of the power system. | [23 empty] | X | [7 empty] | 61968-IRM | EU
h | Network Operations Control | CM: 1) Distribution.Control, 2) Network Operations Control, 3) Transmission.Control; IE: Transmission Operation and Control |  |  | Service | Conceptual |  | Application | Operations |  | Centralized Aautomated and manual control operations of the system to manage the flow of power and Information Communications Technology (ICT), including cyber security to optimize reliabilty of the power delivery system and support infrastructure. Network control is coordinated by actors in this domain, they may only supervise wide area, substation, and local automatic or manual control. An example would be the use of phase angle regulators within a substation to control power flow between two adjacent power systems | [9 empty] | X |  |  |  |  | X | [17 empty] | US | X
h | Network Operations Control (NO-CTL) |  |  |  | Application | [5 empty] | Centralized automated and manual control operations of the system to manage the flow of power and optimize reliability of the system. Network control is coordinated by actors in this domain, they may only supervise wide area, substation, and local automatic or manual control. An example would be the use of phase angle regulators within a substation to control power flow between two adjacent power systems | [23 empty] | X | [7 empty] | 61968-IRM | EU
h | Network Operations Fault Analysis |  |  |  | Service | Logical |  | Application | Operations |  | Fault Management actors enhances the speed at which faults are located, identified, and sectionalized so service can be restored. They provide information for customers, coordinate with workforce dispatch and compile information for statistics. | [9 empty] | X | [22 empty] | US | X
h | Network Operations Fault Analysis (NO-FLT) |  |  |  | Application | [5 empty] | Fault Management actors enhance the speed at which faults are located, identified, and sectionalized so service can be restored. They provide information for customers, coordinate with workforce dispatch and compile information for statistics. | [23 empty] | X | [7 empty] | 61968-IRM | EU
| Network Operations Monitor |  |  |  | Service | Logical |  | Application | Operations |  | Network Operation Monitoring rolesactors supervise network topology, connectivity and loading conditions, including breaker and switch states, and control equipment status. They locate customer telephone complaints and field crews. | [9 empty] | X | [22 empty] | US | X
| Network Operations Reporting and Statistics |  |  |  | Service | Logical |  | Application | Operations |  | Operational Statistics and Reporting roles actors archive on-line data and to perform feedback analysis about system efficiency and reliability. | [9 empty] | X | [22 empty] | US | X
| Network Operations Reporting and Statistics (NOOST) |  |  |  | Application | [5 empty] | Operational Statistics and Reporting actors archive on-line data and to perform feedback analysis about system efficiency and reliability. | [23 empty] | X | [7 empty] | 61968-IRM | EU
| Network segment capacity and reliablity | EU: Network Calculations & Network Operations Calculations | NE-NCLC |  | Service | Conceptual |  | Application | Cross Cutting | Operations | Algorithms that provide information used to develop a long-term (generally one year and beyond) plan for the reliability (adequacy) of the interconnected electric transmission and distribution networks. EU: Real-time Network Calculations actors (not shown) provide system operators with the ability to assess the reliability and security of the power system. | [9 empty] | X | [7 empty] | X | [14 empty] | US | X
| NNAP |  |  |  | System | [5 empty] | The Neighbourhood Network Access Point is a functional entity that provides access to one or more LNAP‟s, metering end devices, displays and home automation end devices connected to the neighbourhood network (NN). It may allow data exchange between different functional entities connected to the same NN. | [27 empty] | X |  |  |  | SMCG | EU
| Nomadic Load (was PEV charging) Management |  |  |  | Service | Conceptual |  | Business Service | Customer |  | Manage the charging of Plug-In Electric Vehicles (PEVs) such that business goals are met. | [18 empty] | X | [13 empty] | US
| Nomadic Load Analysis |  |  |  | Service | Conceptual |  | Automation Service | Customer |  | A service that analyzes significant Nomidic Load | [18 empty] | X | [13 empty] | US
| Nomadic Load Detector |  |  |  | Service | Conceptual |  | Automation Service | Customer |  | A service that detects when significant load has entered the grid | [18 empty] | X | [13 empty] | US
| Nomadic Load Management |  |  |  | Service | Conceptual |  | Automation Service | Customer |  | A service that manages mobile devices in the Smart Grid that have significant load. | [18 empty] | X | [13 empty] | US
h | Nomination Validator |  |  |  | Role | Logical |  | Role | Market |  | Has the responsibility of ensuring that all capacity nominated is within the allowed limits and confirming all valid nominations to all involved parties. That roleHe informs the Interconnection Trade Responsible of the maximum nominated capacity allowed. Depending on market rules for a given interconnection the corresponding System Operators may appoint one Nomination Validator. | [17 empty] | X | [14 empty] | US | X
h | Nomination Validator |  |  |  | Role | [5 empty] | Has the responsibility of ensuring that all capacity nominated is within the allowed limits and confirming all valid nominations to all involved parties. He informs the Interconnection Trade Responsible of the maximum nominated capacity allowed. Depending on market rules for a given interconnection the corresponding System Operators may appoint one Nomination Validator. | [21 empty] | X | [9 empty] | ENTSO-E Role model | EU
| Non-Controllable Load | [9 empty] | Load that is not allowed to be modified | [19 empty] | X | [11 empty] | Lvl 1 DER |  |  | DER
| Non-Critical Load | [9 empty] | Loads within a Local EPS having the lowest priority of service. These loads may be left unserved in favor of Critical Loads. | [19 empty] | X | [11 empty] | Lvl 1 DER |  |  | DER
| Non-Intrusive Monitoring |  |  |  | Service | Conceptual |  | Business Service | Customer |  | Derive device load levels using non-intrusive measurements combined with analytic methods. | [18 empty] | X | [13 empty] | US
| Non-regulating DER System | [9 empty] | DER system not participating in frequency or voltage regulation. | [19 empty] | X | [11 empty] | Lvl 1 DER |  |  | DER | X
| Non-Repudiation Management |  |  |  | Service | Conceptual |  | Business Service | Cross-cutting |  | This service manages non-repudiation processes | [18 empty] | X | [13 empty] | US
d | Non-Utility Energy Provider |  |  |  | Actor | Logical |  | Application | Service Provider |  | Non-Utility that sells energy. | [9 empty] | X | [22 empty] | US | X
| Non-Utility Retail Energy Provider | CM: Third Party Retail Energy Provider |  |  | Service | Logical |  | Application | Service Provider | Enterprise | A non-utility energy supplier that sells energy to end-users. For example this could be a solar PV customer that sells back to the grid. | [9 empty] | X | [22 empty] | US | X
d | Normally Open Switch | CM: NO Switch | NO-Switch | NO-Switch |  |  |  | Device | Distribution |  | Circuit reconfiguration is widely used to support roles such as balance loading, improve voltage regulation and reduce system losses. Reconfiguration is accomplished by closing normally-open switches and opening normally-closed switches. | [9 empty] | X | [22 empty] | US | X
| Nuclear Generation Facility | IE: Nuclear Generation Facility |  |  | Actor | Logical |  | Facility | Generation |  | Power plant that produces electricity steam by using nuclear fuel. They provide the most inexpensive method of producing power and are commonly for base-load and ancillary services.Power generation which uses Nuclear energy for fuel to heat turbine water. | [9 empty] | X |  |  |  |  | X | [17 empty] | US | X | 1
| Obtain Customer Information |  |  |  | Service | Conceptual |  | Business Service | Service Provider |  | maintain communication channel with the end customer that allows two-way communication | [18 empty] | X | [13 empty] | US
| OEM |  |  |  | Role | [32 empty] | X |  |  |  |  | Electric-transportation (ET) | EU
| Open Market Service |  |  |  | Service | Conceptual |  | Automation Service | Market |  | Provide the ability to publish market data to the public | [18 empty] | X | [13 empty] | US
| operate unbalanced |  |  |  | Service | Conceptual |  | Business Service | Transmission |  | manage the system with different amounts of power flowing on each of the three phases | [18 empty] | X | [13 empty] | US
| Operational Condition Analyzer |  |  |  | Service | Conceptual |  | Automation Service | Bulk Generation |  | provide a platform to analyze abnormal conditions to provide solutions before the conditions become problems | [18 empty] | X | [13 empty] | US
| Operational Historian |  |  |  | Service | Conceptual |  | Automation Service | Operations |  | Provides a mechanism to record operations data for review | [18 empty] | X | [13 empty] | US
h | Operational Planning | CM: OPs Planning | OPs Planning | OPs Planning | Service | Logical |  | Application | Operations |  | Operational Planning and Optimization actors perform simulation of grid network operations, schedule switching actions, dispatch repair crews, inform affected customers, and schedule the importing of power. They keep the cost of imported power low through peak generation, switching, load shedding or demand response. | [9 empty] | X | [22 empty] | US | X
h | Operational Planning (OP) |  |  |  | System | [5 empty] | Operational Planning and Optimization actors perform simulation of network operations, schedule switching actions, dispatch repair crews, inform affected customers, and schedule the importing of power. They keep the cost of imported power low through peak generation, switching, load shedding or demand response. | [23 empty] | X | [7 empty] | 61968-IRM | EU
h | Operational state detector |  |  |  | Service | Conceptual |  | Automation Service | Transmission |  | Provides the operational characteristics of field equipment | [18 empty] | X | [13 empty] | US
h | Operational state detector |  |  |  | Service | Conceptual |  | Automation Service | Distribution |  | Provides the operational characteristics of field equipment | [18 empty] | X | [13 empty] | US
| Operator |  |  |  | - | [5 empty] | 0 | [26 empty] | X |  |  | X | - |  | US
| Optimal Load Flow: |  |  |  | Service | Conceptual |  | Business Service | Distribution |  | This service optimizes load flows on the distribution system | [18 empty] | X | [13 empty] | US
| optimize asset utilization |  |  |  | Service | Conceptual |  | Business Service | Operations |  | Identify dynamic limits for grid assests | [18 empty] | X | [13 empty] | US
| optimize equipment |  |  |  | Service | Conceptual |  | Business Service | Transmission |  | manage energy flow so that equipment usage is optimized | [18 empty] | X | [13 empty] | US
| optimize planned outage |  |  |  | Service | Conceptual |  | Business Service | Transmission |  | manage the optimization of equipment availablity for maintenance | [18 empty] | X | [13 empty] | US
| optimize power flow |  |  |  | Service | Conceptual |  | Business Service | Transmission |  | manage the flow of energy in the grid to minimize losses while supplying all demand | [18 empty] | X | [13 empty] | US
| Optimize Voltage to Reactive Power: |  |  |  | Service | Conceptual |  | Business Service | Distribution |  | This service manages voltage in relation to reactive power within the distribution system. | [18 empty] | X | [13 empty] | US
| Outage Analysis |  |  |  | Service | Conceptual |  | Business Service | Operations |  | Calculate the impact of maintenance requests on the electrical power system | [18 empty] | X | [13 empty] | US
| Outage Detector |  |  |  | Service | Conceptual |  | Automation Service | Service Provider |  | Detects events related to an outage | [18 empty] | X | [13 empty] | US
h | Outage impact |  |  |  | Service | Conceptual |  | Automation Service | Transmission |  | Determines the circuit components impacted by a planned outage. | [18 empty] | X | [13 empty] | US
h | Outage impact |  |  |  | Service | Conceptual |  | Automation Service | Distribution |  | Determines the circuit components impacted by a planned outage. | [18 empty] | X | [13 empty] | US
| Outage Information Collector |  |  |  | Service | Conceptual |  | Automation Service | Service Provider |  | Provides a collection of events related to an outage | [18 empty] | X | [13 empty] | US
h | Outage Management |  |  |  | Service | Conceptual |  | Business Service | Customer |  | Provide a mechanism to mitigate impact power failures through use of alternate energy supply sources. | [18 empty] | X | [13 empty] | US |  | p | X
h | Outage Management |  | OMS | OMS | Service | Conceptual |  | Application | Operations |  | Service that locates and tracks outages, status and their resolution. | [18 empty] | X | [13 empty] | US | X | p | X
h | Outage Management System |  | OMS | OMS | Service | Logical |  | Application | Operations |  | Application that locates and tracks outages, status and their resolution. OMS may be a stand-alone application or part of a DMS offering. Usual OMS functions include: • Predicting fuse or breakerlocation that opened upon failure. • Prioritizing restoration efforts and managing resources based upon criteria such as location of emergency facilities, size of outages, and duration of outages. • Providing information on extent of outages and number of customers impacted to management, media and regulators. • Estimation of restoration time. • Management of crews assisting in restoration. • Calculation of crews required for restoration. Usually interfaces to CIS, WMS and GIS applications; May interface to AMI systems for increased outage granularity. |  |  |  | X |  | X | [6 empty] | X | [19 empty] | US | X | p | X
h | Outage Management System |  |  |  | System | [5 empty] | Outage Management System; key application or system for distribution network operations, supports the control room operator during his jobs to plan and coordinate grid maintenance requiring de-energizing of network parts or to coordinate the remedial ac | [31 empty] | SG3 | EU |  | p | X
h | Outage Management System (OMS) | [29 empty] | X | [11 empty] | Lvl 4 DSO |  |  | DER | X
| Outage Management: |  |  |  | Service | Conceptual |  | Business Service | Distribution |  | This service manages outages on distribution systems. The metric for this service is related to system reliability indices. | [18 empty] | X | [13 empty] | US |  | p
| Outage minimization service |  |  |  | Service | Conceptual |  | Automation Service | Operations |  | provide a mechanism to automatically reconfigure the grid to minimize the time that customers spend without power | [18 empty] | X | [13 empty] | US |  | p
h | Outage notification |  |  |  | Service | Conceptual |  | Business Service | Market |  | Provide notification of planned outages to interested parties | [18 empty] | X | [13 empty] | US
h | Outage notification |  |  |  | Service | Conceptual |  | Automation Service | Transmission |  | Provides notification of planned outage to all impacted parties such as customers, operators, emergency services and municipalities. | [18 empty] | X | [13 empty] | US
h | Outage notification |  |  |  | Service | Conceptual |  | Automation Service | Distribution |  | Provides notification of planned outage to all impacted parties such as customers, operators, emergency services and municipalities. | [18 empty] | X | [13 empty] | US
| Outage planning support |  |  |  | Service | Conceptual |  | Automation Service | Operations |  | Provides a mechanism to schedule grid path outages while minimizing customer impacts to allow for maintenance | [18 empty] | X | [13 empty] | US
| Overlay Grid |  |  |  | - | [32 empty] | X |  |  | X | - |  | US
| Overlay Grid Control Center |  |  |  | System | [32 empty] | X |  |  | X | - |  | US
| Overlay Grid Operator |  |  |  | - | [5 empty] | 0 | [26 empty] | X |  |  | X | - |  | US
| Parking Service Operator |  |  |  | Role | [5 empty] | A party that offers parking services. A Parking Service Operator could subscribe to electricity charging services to an Area Energy Service Operator or Energy (e-Mobility) Service Operator. He could offer the service, in a complete different manner, including the charging service in the fees of the parking, because the current cost of one hour of parking is higher than the cost of electrical energy delivered by a slow charge service. The links with these Energy Operators have not been shown on the diagram only for readability reason. Additional information: a Parking Service Operator could be considered as an Aggregator. | [22 empty] | X | [8 empty] | AhG Charging | EU
| Participant |  |  |  | Role | Logical |  | Organizational Entity | Service Provider |  | The entity that represents resources to a market or distribution operator. | [11 empty] | X | [20 empty] | US | X
| Participant registration management system |  |  |  | Service | Conceptual |  | Automation Service | Market |  | Provides the ability to manage the registered participants for the market | [18 empty] | X | [13 empty] | US
| Party Connected to the Grid |  |  |  | Role | [5 empty] | A party that contracts for the right to consume or produce electricity at a metering point. | [21 empty] | X | [9 empty] | ENTSO-E Role model | EU
| PCC Switch | [9 empty] | Switch at the point of common coupling (PCC) between the Local EPS and the Area EPS | [19 empty] | X | [11 empty] | Lvl 0 EPS |  |  | DER
| Peaker |  |  |  | Role | Logical |  | Device | Transmission |  | Plants that can be brought online quickly and efficiently in reponse to excess demand. Usually sited near a Substation or within a Generation facility. Typically these are gas turbine-sets spinning the generators. | [14 empty] | X | [17 empty] | US | X | 1 | X
| Performance corrector |  |  |  | Service | Conceptual |  | Automation Service | Customer |  | A service that acts upon performance violations | [18 empty] | X | [13 empty] | US
| Performance status analyzer |  |  |  | Service | Conceptual |  | Automation Service | Customer |  | A service that analyzes Performance metrics | [18 empty] | X | [13 empty] | US
| Personnel security credential management |  |  |  | Service | Conceptual |  | Business Service | Cross-cutting |  | This service manages the security credentials for personnel working with smart grid systems | [18 empty] | X | [13 empty] | US
h | Phase current flow detector |  |  |  | Service | Conceptual |  | Automation Service | Transmission |  | Provides the individual phase current flow data of the entire distribution circuit or sectional area. | [18 empty] | X | [13 empty] | US
h | Phase current flow detector |  |  |  | Service | Conceptual |  | Automation Service | Distribution |  | Provides the individual phase current flow data at the entire circuit or sectional area. | [18 empty] | X | [13 empty] | US
h | Phase imbalance corrector |  |  |  | Service | Conceptual |  | Automation Service | Transmission |  | Provides a phase current imbalance actuation signal to a device for phase imbalance correction. | [18 empty] | X | [13 empty] | US
h | Phase imbalance corrector |  |  |  | Service | Conceptual |  | Automation Service | Distribution |  | Provides a phase current imbalance actuation signal to a device for phase imbalance correction. | [18 empty] | X | [13 empty] | US
| Phasor Measurement Unit |  | PMU | PMU | Actor | Physical |  | Device | Transmission |  | Measures the electrical waves on an electricity grid to determine the health of the system. | [12 empty] | X | [19 empty] | US | X
| Photovoltaic system (PV) | [29 empty] | X | [11 empty] | Lvl 1 DER |  |  | DER | X
| physical security |  |  |  | Service | Conceptual |  | Business Service | Operations |  | Provide secure locations | [18 empty] | X | [13 empty] | US
| Physical Security of Smart Grid Operations |  |  |  | Service | Conceptual |  | Business Service | Cross-cutting |  | This service manages the physical security of smart grid operations | [18 empty] | X | [13 empty] | US
| Planned Outage Management: |  |  |  | Service | Conceptual |  | Business Service | Distribution |  | This service supports planned outage management for distribution systems. | [18 empty] | X | [13 empty] | US
| planning support |  |  |  | Service | Conceptual |  | Automation Service | Transmission |  | Provides the ability to simulate future scenarios to keep energy flowing while dealing with possible system outages | [18 empty] | X | [13 empty] | US
| Plant Control System |  |  |  | Service | Logical |  | Application | Generation |  | Control System for a generating plant. For Generation these applications include plant and asset maintanence, HEAT rate calculations, scheduling, price signalling. DER plants usually use fewer and depend on other providers/applications for their operational needs. This is also called a Distributed Control System (DCS). | [6 empty] | X | [5 empty] | X | [19 empty] | US | X
| P-Node | This is an SOA Element, not an actor or role. |  |  | Role NA | Logical NA |  | Logical Entity | Operations |  | The price location of the Facility in the transmission and/or distribution network. | [11 empty] | X | [20 empty] | US
h | Point of Common Coupling |  |  |  | Actor | Logical |  | Facility | Distribution | Process | Point where a local electric power system is connected to an area electric power system | [18 empty] | X | [12 empty] | definition from IEEE 1547 | US | X
h | Point of Common Coupling (PCC) | [9 empty] | The point where a Local EPS is connected to an Area EPS. | [19 empty] | X | [11 empty] | Lvl 0 EPS |  |  | DER
d | Point of Interface |  |  | EU-WGSP: Party Connected to the Grid | na | na |  | Device | Customer |  | Point at which connection from the outside the Customer premises occurs. Can be a meter, Emergy Management System, Generation controller, controllable load device. This is a redundant term, use the appropriate term as necessary | [14 empty] | X | [17 empty] | US | X
| Point of Sale |  | CS-POS |  | Service | Logical |  | Application | Customer |  | A point of sale system is used for the management of prepayment meters, where a customer either purchases a token or makes a prepayment for service. | [10 empty] | X | X | [5 empty] | X | [14 empty] | US | X
h | Policy Management |  |  |  | Service | Conceptual |  | Automation Service | Cross-cutting |  | Creates policies for the domain | [18 empty] | X | [13 empty] | US
h | Policy Management |  |  |  | Service | Conceptual |  | Automation Service | Cross-cutting |  | Distributes policies to entities | [18 empty] | X | [13 empty] | US
| Power Characteristic Management |  |  |  | Service | Conceptual |  | Business Service | Customer |  | Manage power characteristics through direct operation of devices. | [18 empty] | X | [13 empty] | US
| Power Characteristic Management |  |  |  | Service | Conceptual |  | Business Service | Customer |  | Manage power characteristics through direct operation of devices. | [18 empty] | X | [13 empty] | US
h | Power equipment |  |  |  | - | [5 empty] | Equipment which directly operates on the Power System and controlled by SCS, including e.g.: On Loap tap changers (OLTC), Switched Capacitor banks , FACTS devices, Voltage Regulator Controllers | [25 empty] | X | [5 empty] | GUC | EU
h | Power Equipment |  |  |  | - | [5 empty] | 0 | [26 empty] | X |  |  |  |  | Distribution Grid Management/Microgrid | EU
| Power Exchange |  |  |  | Role | Conceptual |  | Organization | Market |  | Provides a market place for trading physical and financial (capacity/energy and derivates) contracts for capacity allocation by implicit auctions within the defined country, region or cross border. | [6 empty] | X | [25 empty] | US | X
| Power Flow Analyses |  |  |  | Service | Conceptual |  | Business Service | Distribution |  | This service manages the Power Flow Analyses processes. | [18 empty] | X | [13 empty] | US
| power flow simulation service |  |  |  | Service | Conceptual |  | Automation Service | Market |  | Provide a scenario based simulation service for the major market links | [18 empty] | X | [13 empty] | US
| Power Grid Equipment vendors | EU: Electric Power Grid Equipment vendors; |  |  | Role | Conceptual |  | Organization | Operations |  | Field equipment vendors. | [16 empty] | X | [15 empty] | US | X
| Power import scheduling and optimisation (OP-IMP) |  |  |  | - | [5 empty] | Power import scheduling and optimisation aims to minimise the cost of imported power by keeping the average imported power close to the contracted value, making use of peak plants, load switching or load shedding. | [23 empty] | X | [7 empty] | 61968-IRM | EU
| Power Plant DER EMS (PDEMS) | [9 empty] | System that manages the settings and dispatch of DER systems within a power plant | [19 empty] | X | [11 empty] | Lvl 2 FDEMS |  |  | DER | X
| Power Plant Operator | [9 empty] | Responsible party for operational aspects of a power plant | [19 empty] | X | [11 empty] | Lvl 2 FDEMS |  |  | DER
| Power Plant Owner | [9 empty] | Responsible party for market and financial decisions and contracts related to a power plant | [19 empty] | X | [11 empty] | Lvl 2 FDEMS |  |  | DER
| Power Plant System |  |  |  | - | [5 empty] | Applications managing a Power Plant | [24 empty] | X | [6 empty] | SG3 | EU
h | Power Quality analysis |  |  |  | Service | Conceptual |  | Automation Service | Distribution |  | Provides corrective action based on a system analysis of the power quality anomalies. | [18 empty] | X | [13 empty] | US
h | Power Quality Analysis |  |  |  | Service | Conceptual |  | Automation Service | Service Provider |  | Analyzes electric power quality by comparing measured parameters against desired parameters | [18 empty] | X | [13 empty] | US
h | Power Quality Analysis |  |  |  | Service | Conceptual |  | Automation Service | Service Provider |  | This service provides the analysis of electric power quality | [18 empty] | X | [13 empty] | US
h | Power Quality collector |  |  |  | Service | Conceptual |  | Automation Service | Distribution |  | This service retains the power quality sensor data for a distribution circuit component area. | [18 empty] | X | [13 empty] | US
h | Power Quality collector |  |  |  | Service | Conceptual |  | Automation Service | Distribution |  | This service retains the power quality sensor data from within customer sites throughout the distribution system. | [18 empty] | X | [13 empty] | US
| Power quality Control |  |  |  | Service | Conceptual |  | Automation Service | Customer |  | A service that directly operates devices for effecting power characteristics | [18 empty] | X | [13 empty] | US
| Power quality Control |  |  |  | Service | Conceptual |  | Automation Service | Customer |  | A service that directly operates devices for effecting power characteristics | [18 empty] | X | [13 empty] | US
| Power Quality corrective action |  |  |  | Service | Conceptual |  | Automation Service | Distribution |  | This service provides the activation signals to devices for execution of the power quality corrective action. | [18 empty] | X | [13 empty] | US
| Power Quality detector |  |  |  | Service | Conceptual |  | Automation Service | Distribution |  | This service provides the power quality detection data at the desired distribution circuit component area. | [18 empty] | X | [13 empty] | US
| Power Quality Improvement |  |  |  | Service | Conceptual |  | Business Service | Distribution |  | This service manages the improvement of power quality within the distribution system. | [18 empty] | X | [13 empty] | US
| Power quality management support |  |  |  | Service | Conceptual |  | Automation Service | Operations |  | Provides a control mechanism to maintain the power quality on the overall grid | [18 empty] | X | [13 empty] | US
h | Power Quality Monitoring: |  |  |  | Service | Conceptual |  | Business Service | Distribution |  | This service monitors power quality on the distribution system. | [18 empty] | X | [13 empty] | US
h | Power Quality Notification |  |  |  | Service | Conceptual |  | Automation Service | Service Provider |  | Notifies entities of electric power quality status | [18 empty] | X | [13 empty] | US
h | Power Quality Sensor |  |  |  | Service | Conceptual |  | Automation Service | Distribution |  | This service provides the power quality sensor data from within customer sites throughout the distribution system. | [18 empty] | X | [13 empty] | US
h | Power Quality Sensor |  |  |  | Service | Conceptual |  | Automation Service | Service Provider |  | Measures electric power quality parameters | [18 empty] | X | [13 empty] | US
| power quality services |  |  |  | Service | Conceptual |  | Business Service | Service Provider |  | manage the quality of electrical service by ensuring that it is within applicable limits | [18 empty] | X | [13 empty] | US
| power quality support service |  |  |  | Service | Conceptual |  | Automation Service | Bulk Generation |  | Provide a platform to manage power quality in the system based on temporal data inputs | [18 empty] | X | [13 empty] | US
| Power System Control Center | NR: Plant Control System - Distributed Control System |  |  | Zone | Logical |  | Facility | Operations | Operations | Power system central operations. This is the physical entity from which Grid Operations provides their services. Today these include Regional/Independent Operators, utility-owned transmission Operations and Distribution Operations facilities. | [6 empty] | X | [25 empty] | US | X
| Premise Installation and Maintenance |  |  |  | Service | Logical |  | Application | Service Provider | Enterprise | Business function or service that installs and maintains premise equipment. | [9 empty] | X | [22 empty] | US | X
| Premise Management |  |  |  | Service | Logical |  | Application | Operations |  | Information regarding the location of a service. This set of functions includes: Address management; Right-of-ways, easements, grants; and Real estate management. | [9 empty] | X | [22 empty] | US | X
| Premise surveillance |  |  |  | Service | Conceptual |  | Automation Service | Operations |  | mechanism for monitoring the security of a geographic location with alerting capability if established parameters are exceeded | [18 empty] | X | [13 empty] | US
h | Premises |  |  |  | Actor | Logical |  | Facility | Cross Cutting |  | A house or building or groups of buildings, together with its land and other improvements, occupied by a legal entity or considered in an official context | [11 empty] | X |  |  |  |  | X | [15 empty] | US | X
h | Premises (PRM) |  |  |  | - | [5 empty] | Information regarding the location of a service. This set of functions includes: Address management; Right of ways, easements, grants; and Real estate management. | [23 empty] | X | [7 empty] | 61968-IRM | EU
| Prepare Static Systems for Storm Conditions: |  |  |  | Service | Conceptual |  | Business Service | Distribution |  | This service includes the management of static preparations in anticipation of system disturbances due to impending storm conditions | [18 empty] | X | [13 empty] | US
| prevent demand asset damage |  |  |  | Service | Conceptual |  | Business Service | Service Provider |  | ensure mechnisms to prevent damage to demand assests | [18 empty] | X | [13 empty] | US
| Price based control |  |  |  | Service | Conceptual |  | Business Service | Customer |  | Ability to control devices using by communicating price | [18 empty] | X | [13 empty] | US
| Price Delivery |  |  |  | Service | Conceptual |  | Automation Service | Customer |  | A service that deliveres pricing information. | [18 empty] | X | [13 empty] | US
| price energy products |  |  |  | Service | Conceptual |  | Business Service | Market |  | provide time based prices for energy products for individual customers | [18 empty] | X | [13 empty] | US
| Privacy Policy Enforcement |  |  |  | Service | Conceptual |  | Business Service | Cross-cutting |  | This service manages privacy policy enforcement. Metrics for this service are traceability to applicable privacy policy requirements. | [18 empty] | X | [13 empty] | US
| Process Automation System |  |  |  | - | [5 empty] | Automation system to monitor and control industrial production plants. | [24 empty] | X | [6 empty] | SG3 | EU
| Producer |  |  |  | Role | [5 empty] | A party that produces electricity Additional information: This is a type of Party Connected to the Grid | [21 empty] | X | [9 empty] | ENTSO-E Role model | EU
h | Production Responsible Party |  |  |  | Role | Conceptual |  | Organization | Market |  | A party who can be brought to rights, legally and financially, for any imbalance between energy sold and produced for all associated metering points. Tye of Market Participant. | [17 empty] | X | [14 empty] | US | X
h | Production Responsible Party |  |  |  | Role | [5 empty] | A party who can be brought to rights, legally and financially, for any imbalance between energy sold and produced for all associated metering points. Additional information: This is a type of Balance Responsible Party | [21 empty] | X | [9 empty] | ENTSO-E Role model | EU
| profile support |  |  |  | Service | Conceptual |  | Automation Service | Operations |  | Provides a mechanism to provide customer demand profiles for customers | [18 empty] | X | [13 empty] | US
| Project definition (NEPRJ) |  |  |  | Application | [5 empty] | Planned work activities to enhance or extend the network and/or other assets. Example include line extension for new housing development, a new substation, switchgear change at a substation. Capital development projects (i.e., not billed to a customer) are usually justified with an business case. | [23 empty] | X | [7 empty] | 61968-IRM | EU
| Protect markets |  |  |  | Service | Conceptual |  | Business Service | Market |  | Provides a mechanism to protect the market from potentially damaging trading behaviour | [18 empty] | X | [13 empty] | US
| Protection Support |  |  |  | Service | Conceptual |  | Automation Service | Operations |  | provides an automated mechanism to manage system protection automatically | [18 empty] | X | [13 empty] | US
| provide black-start |  |  |  | Service | Conceptual |  | Business Service | Operations |  | Provide the ability to produce power without first requiring power from the grid | [18 empty] | X | [13 empty] | US
| Provide Communication Platform |  |  |  | Service | Conceptual |  | Business Service | Market |  | Provide infrastructure for secure, accurate and timely communication | [18 empty] | X | [13 empty] | US
| provide communications |  |  |  | Service | Conceptual |  | Business Service | Bulk Generation |  | provide a way to coordinate different facilities operations regardless of outside interference | [18 empty] | X | [13 empty] | US
| provide connectivity |  |  |  | Service | Conceptual |  | Business Service | Operations |  | maintain communication to equipment | [18 empty] | X | [13 empty] | US
| provide cost-benefit analysis |  |  |  | Service | Conceptual |  | Business Service | Bulk Generation |  | maintain business cases that provide traceability of project costs and benefits | [18 empty] | X | [13 empty] | US
| provide demand forecast |  |  |  | Service | Conceptual |  | Business Service | Market | [20 empty] | X | [13 empty] | US
| provide demand history |  |  |  | Service | Conceptual |  | Business Service | Market |  | Provide history of demand at all tracked locations on the grid | [18 empty] | X | [13 empty] | US
| provide demand profile |  |  |  | Service | Conceptual |  | Business Service | Operations |  | Provide a time versus demand curve that represents the typical demand of a customer | [18 empty] | X | [13 empty] | US
| provide fail over options |  |  |  | Service | Conceptual |  | Business Service | Bulk Generation |  | provide a mechanism to maintain the system within compliance limits when a resource is lost | [18 empty] | X | [13 empty] | US
| provide historical data |  |  |  | Service | Conceptual |  | Business Service | Operations |  | provides information for requested time frame | [18 empty] | X | [13 empty] | US
| Provide online training resources |  |  |  | Service | Conceptual |  | Automation Service | Distribution |  | This service enables the facilitation of web-based or computer application based training service for distribution operations personnel. | [18 empty] | X | [13 empty] | US
| Provide Operational platform |  |  |  | Service | Conceptual |  | Business Service | Market |  | Provide infrastructure necessary to operate power market | [18 empty] | X | [13 empty] | US
| Provide qualified resources for distribution operations |  |  |  | Service | Conceptual |  | Automation Service | Distribution |  | This service collects and presents qualifications of personnel trained to work on specific distribution equipment | [18 empty] | X | [13 empty] | US
| provide security |  |  |  | Service | Conceptual |  | Business Service | Bulk Generation |  | the expection is that the generation units will provide enough reserve to allow for the loss of part of the system | [18 empty] | X | [13 empty] | US
| Public Internet/Intranet |  |  |  | Zone | Logical |  | Facility | Operations | Communications | Public Internet is the pri,ary communications facility used between Grid Operations Core Network, Market, Third Party Providers, and Customer Portals. | [14 empty] | X | [17 empty] | US | X
| Public Network | [29 empty] | X | [11 empty] | Lvl 3 REP and ICT |  |  | DER
| Pumped Storage Facility | IE: 1) Pumped Hydraulic, 2) Compressed air |  |  | Actor | Logical |  | Device | Generation | Process | Stored compressed air, or water for power generation as a scheduled resource. Pumped storage is supplied by (but limited to) windmills, tide-driven pumps, electric pumps for closed loop systems. | [9 empty] | X |  |  |  |  | X | [17 empty] | US | X | 1 | X
| Pumped water storage | [29 empty] | X | [11 empty] | Lvl 1 DER |  |  | DER
| QoS Support |  |  |  | Service | Conceptual |  | Automation Service | Operations |  | mechanism to maintain operations QoS | [18 empty] | X | [13 empty] | US
| query customer info |  |  |  | Service | Conceptual |  | Automation Service | Service Provider |  | query customer for various parameters using commincation system | [18 empty] | X | [13 empty] | US
| Rapid Settlement support service |  |  |  | Service | Conceptual |  | Automation Service | Market |  | Provide a platform to collect all settlement data for rapid settlement | [18 empty] | X | [13 empty] | US
| RAS Support Service |  |  |  | Service | Conceptual |  | Automation Service | Operations |  | Provide support services for RAS | [18 empty] | X | [13 empty] | US
h | Reactive power detector |  |  |  | Service | Conceptual |  | Automation Service | Transmission |  | This service detects the reactive power flowing through a pre-defined section of a circuit. | [18 empty] | X | [13 empty] | US
h | Reactive power detector |  |  |  | Service | Conceptual |  | Automation Service | Distribution |  | This service detects the reactive power flowing through a pre-defined section of a circuit. | [18 empty] | X | [13 empty] | US
h | Reactive power detector |  |  |  | Service | Conceptual |  | Automation Service | Distribution |  | This service continuously monitors the reactive power within the distribution system. | [18 empty] | X | [13 empty] | US
| Reactive Power Management: |  |  |  | Service | Conceptual |  | Business Service | Distribution |  | This service manages reactive power on the distribution system to maintain reactive power | [18 empty] | X | [13 empty] | US
| Reactive Power Management: |  |  |  | Service | Conceptual |  | Business Service | Distribution |  | This service manages reactive power on the distribution system to maintain reactive power | [18 empty] | X | [13 empty] | US
h | Reactive power manager |  |  |  | Service | Conceptual |  | Automation Service | Distribution |  | This service continuously adjusts the reactive power within the distribution system. | [18 empty] | X | [13 empty] | US
h | Reactive power modifier |  |  |  | Service | Conceptual |  | Automation Service | Transmission |  | This service sends a calculated reactive power correction to a device at a selected point of a distribution circuit. | [18 empty] | X | [13 empty] | US
h | Reactive power modifier |  |  |  | Service | Conceptual |  | Automation Service | Distribution |  | This service sends a calculated reactive power correction to a device at a selected point of a distribution circuit. | [18 empty] | X | [13 empty] | US
| Reactor |  |  |  | Actor | Logical |  | Device | Transmission |  | (Shunt) Reactors compensate for the capacitive reactive power of the transmission cables. They are typically found in switch yards and substations. | [32 empty] | US | X | 1
| read meter data to improve billing process |  |  |  | Service | Conceptual |  | Business Service | Service Provider |  | share accurate meter data with authorized parties | [18 empty] | X | [13 empty] | US
| Real-Time Emergency Operations |  |  |  | Service | Conceptual |  | Business Service | Distribution |  | This service manages emergency operations within the distribution system within the appropriate timeframe. | [18 empty] | X | [13 empty] | US
h | Real-time State Estimator (RTSS) |  |  |  | Application | [5 empty] | Estimates current spatial-temporal state of grid in real-time. If a contingency in the grid is expected, it triggers a close-loop control or notify systems operators of the contingency via GUIs | [25 empty] | X | [5 empty] | GUC | EU
h | Real-time State Estimator (RTSS) |  |  |  | Application | [5 empty] | 0 | [26 empty] | X |  |  |  |  | Bulk Generation | EU
| Recloser |  |  |  | Actor | Logical |  | Device | Distribution |  | Reclosers (automatic) are control devices that open a circuit for monentary overload overcurrent and interrupt fault) conditions. Reclosers stay open after a preselect number of tries, isolating the faulted section of the circuit. Reclosers are typically pole-mounted. | [9 empty] | X | [22 empty] | US | X
| Reconciliation Accountable |  |  |  | Role | [5 empty] | A party that is financially accountable for the reconciled volume of energy products for a profiled Local metering point. | [21 empty] | X | [9 empty] | ENTSO-E Role model | EU
| Reconciliation Accountable Party |  |  |  | Role | Conceptual |  | Organization | Market |  | A party that is financially accountable for the reconciled volume of energy products for a profiled Local metering point. | [17 empty] | X | [14 empty] | US | X
| Reconciliation Responsible |  |  |  | Role | [5 empty] | A party that is responsible for reconciling, within a Metering grid area, the volumes used in the imbalance settlement process for profiled metering points and the actual metered quantities. | [21 empty] | X | [9 empty] | ENTSO-E Role model | EU
| Records and asset management (AM) |  |  |  | System | [5 empty] | The Records and Asset Management actors track and report on the substation and network equipment inventory, provide geospatial data and geographic displays, maintain records on non-electrical assets, and perform asset investment planning | [23 empty] | X | [7 empty] | 61968-IRM | EU
| Records and Assets Management |  |  |  | Service | Conceptual |  | Application | Operations |  | The Records and Asset Management rolesactors track and report on the substation and network equipment inventory, provide geospatial data and geographic displays, maintain records on non-electrical assets, and perform asset investment planning. | [9 empty] | X | [22 empty] | US | X
| Records Management for Auditing |  |  |  | Service | Conceptual |  | Business Service | Cross-cutting |  | This service manages records necessary for auditing purposes | [18 empty] | X | [13 empty] | US
| Recovery Management |  |  |  | Service | Conceptual |  | Business Service | Customer |  | Manage restart of the system from cold-start conditions such that full operation is restored. | [18 empty] | X | [13 empty] | US
| Reduce settlement timeline |  |  |  | Service | Conceptual |  | Business Service | Market |  | Develop mechanisms to settle market at the earliest possible time | [18 empty] | X | [13 empty] | US
| Regional Interconnects |  |  |  | Zone | Logical |  | Facility | Operations | Communications | Regional interconnects are between Grid Operations Core Networks . They are used to signal cross regional awareness, such as cross-regional Wide Area Situational Awareness (WASA) voltage collapse. These facilities are either private proprietary or pubic carrier backbones. | [14 empty] | X | [17 empty] | US | X
| Regional Transmission Organization | RM: RTO/ISO; NR: Independent System Operator/Regional Transmission Organization Wholesale Market | RTO | RTO | Role | Conceptual |  | Organization | Operations | Market | An independent entity that monitors/controls a power grid over a wide geographic area (typically several States, may include ISOs). Responsible for wide-are generation and transmission coordination, high-level load management and other signals for distribution companies. Additionally responsible for managing the area's wholesale generation Market on the behalf of Market participants (Generation, Distributed Generation, Service Providers and Aggregators. |  |  |  | X |  |  | X | [5 empty] | X | [19 empty] | US | X
| register dispute |  |  |  | Service | Conceptual |  | Business Service | Market |  | Provide a mechanism to register a dispute on the market processes | [18 empty] | X | [13 empty] | US
| register participant |  |  |  | Service | Conceptual |  | Business Service | Market |  | Provides a customer the ability to engage in market activity | [18 empty] | X | [13 empty] | US
| Registration |  |  |  | Service | Conceptual |  | Automation Service | Customer |  | Association of entities with other services | [18 empty] | X | [13 empty] | US
| Registration Operation |  |  |  | Service | Conceptual |  | Business Service | Customer |  | Provide a mechanism to register devices to energy services | [18 empty] | X | [13 empty] | US
| regulate frequency |  |  |  | Service | Conceptual |  | Business Service | Transmission |  | maintain system frequency within compliance limits | [18 empty] | X | [13 empty] | US
| Regulating DER System | [9 empty] | DER system responsible for frequency and/or voltage regulation. The regulating DER system could be a generator, an energy storage system, or controllable load. | [19 empty] | X | [11 empty] | Lvl 1 DER |  |  | DER | X
| Regulatory Authority | N: Federal Regulator CM: Federal Agency |  |  | Role | Conceptual | Manager | Organization | Agency |  | Federal agency that requires information on interactions involving intersate transmission, and security |  |  |  |  | X | [6 empty] | X | [20 empty] | US | X
| Relay |  |  |  | Actor | Physical |  | Device | Distribution | Process | (Protective) relays are switches that trip circuit breaks when conditions as over-current, over-voltage, reverse power flow, over- and under- frequency and faults up to a certain distance away from a substation. | [9 empty] | X | [22 empty] | US | X
| Reliability Authority |  |  |  | Role | Conceptual |  | Organization | Agency | Enterprise | A regulatory authority responsible for the development, reporting and enforcement of electric reliability-related activities. | [32 empty] | US | X
h | Remote device operation |  |  |  | Service | Conceptual |  | Automation Service | Operations |  | Exert remote device control | [18 empty] | X | [13 empty] | US
h | Remote device operation |  |  |  | Service | Conceptual |  | Automation Service | Operations |  | Exert remote device control to grid attached loads | [18 empty] | X | [13 empty] | US
| Renewable DER | [9 empty] | DER system whose prime mover energy comes from renewable sources, including water, solar, wind, and biofuels | [19 empty] | X | [11 empty] | Lvl 1 DER |  |  | DER | X
| Renewable Facility |  |  |  | Actor | Logical |  | Facility | Generation | Process | Renewable Generation Facility | [18 empty] | X | [13 empty] | US | X | 1
h | Renewable Generation Forecaster |  |  |  | System | [5 empty] | Compute forecast for renewable generation in controlled area based on weather forecast | [25 empty] | X | [5 empty] | CUG | EU |  | p | X
h | Renewable Generation Forecaster |  |  |  | System | [32 empty] | X |  |  |  |  | Distribution Grid Management/Microgrid | EU
| Repair outages |  |  |  | Service | Conceptual |  | Business Service | Service Provider |  | repair the distribution system to minimize outage duration | [18 empty] | X | [13 empty] | US
| Reporting Service |  |  |  | Service | Conceptual |  | Automation Service | Cross-cutting |  | An internal service that reports status based on configurations | [18 empty] | X | [13 empty] | US
| Request bid |  |  |  | Service | Conceptual |  | Automation Service | Service Provider |  | Provides Energy Bid request for a market trading period | [18 empty] | X | [13 empty] | US
| Request market products |  |  |  | Service | Conceptual |  | Business Service | Operations |  | Provides the capability to request the procurement of energy market products | [18 empty] | X | [13 empty] | US
h | Reserve Allocator |  |  |  | Role | Conceptual |  | Organization | Market | Market | A party that is responsible for reconciling, within a Metering grid area, the volumes used in the imbalance settlement process for profiled metering points and the actual metered quantities. | [17 empty] | X | [14 empty] | US | X
h | Reserve Allocator |  |  |  | Role | [5 empty] | Informs the market of reserve requirements, receives tenders against the requirements and in compliance with the prequalification criteria, determines what tenders meet requirements and assigns tenders. | [21 empty] | X | [9 empty] | ENTSO-E Role model | EU
| Reserve Forecasting |  |  |  | Service | Conceptual |  | Automation Service | Transmission |  | Analytics necessary to ensure Energy Resource (Generation, storage, &c) reserves are available to match expected contingency margin. Includes locational-based pricing | [18 empty] | X | [13 empty] | US
| Reserve Management Support |  |  |  | Service | Conceptual |  | Automation Service | Operations |  | Provide a mechanism to manage the operation of grid connected energy resources that are enrolled as reserves | [18 empty] | X | [13 empty] | US
| Residential Customer | Eur: Home Customer |  |  | Actor | Logical |  | Organization | Customer |  | A residential consumer of electricity (Eur:includes also agriculture users) may also be involved in contract-based Demand/Response. | [17 empty] | X | [14 empty] | US | X
| Resource Aggregation | N: Resource |  |  | Service | Conceptual | Processor | Organization | Service Provider |  | The act of collecting a set of resources into an Aggregation. |  |  | function/ service | [14 empty] | X | [14 empty] | US | X | 1 | X
| Resource optimization |  |  |  | Service | Conceptual |  | Automation Service | Operations |  | Provides a mechanism to optimize grid connected energy resources based on estabilished parameters | [18 empty] | X | [13 empty] | US
| Resource Provider |  |  |  | Role | Conceptual |  | Role | Operations | Market | A role that manages a resource object and provides the schedules for it (Description from ETSO-E market document). | [17 empty] | X | [14 empty] | US | X | 1
| Resource Provider |  |  |  | Role | [5 empty] | A role that manages a resource object and provides the schedules for it | [21 empty] | X | [9 empty] | ENTSO-E Role model | EU
| Respond to bid |  |  |  | Service | Conceptual |  | Automation Service | Service Provider |  | Provides Energy Bid request for a market trading period | [18 empty] | X | [13 empty] | US
| Response Method Aggregator | N: Response Method Aggregation |  |  | Role | Logical |  | Organization | Service Provider | Enterprise | A logical entity that has a reportable interval level of consumption, e.g. a physical entity that may have its own meter, a neighborhood of homes that has a net meter, or an estimate of consumption of an aggregation of retail customers. | [9 empty] | X |  | X | [20 empty] | US | X | 1
| Restoration Service |  |  |  | Service | Conceptual |  | Automation Service | Cross-cutting |  | A service that returns an entity to a previous state | [18 empty] | X | [13 empty] | US
| restricted market notification service |  |  |  | Service | Conceptual |  | Automation Service | Market |  | Provide a participant notification system for periods of time when the market is restricted by abnormal conditions | [18 empty] | X | [13 empty] | US
| restricted market notification service |  |  |  | Service | Conceptual |  | Automation Service | Market |  | Provide a participant notification system for periods of time when the market is restricted by planned conditions | [18 empty] | X | [13 empty] | US
| Retail Customer | E: End Use Customer; CM: Utility Customer; NR: Utility Customer; EU: Home Customer |  |  | Role | Conceptual |  | Organization | Customer |  | An entity that consumes and/or pays for electrical goods or services. A customer of a utility, including customers who provide more power than they consume. This customer may be a residential consumer or also an entity (e.g. department, tenant) within a larger building. | role | consumer | [7 empty] | X |  |  | X |  |  | X | [16 empty] | US | X
| Retail DER Energy Management System (RDEMS) | [9 empty] | System that manages the settings and dispatch of DER systems that have been contracted to be operated by REPs and/or Aggregators | [19 empty] | X | [11 empty] | Lvl 3 REP and ICT |  |  | DER
| Retail Energy Market System |  |  |  | System | [5 empty] | Applications related to the Retail Market | [24 empty] | X | [6 empty] | SG3 | EU
| Retail Energy Provider (REP) | [9 empty] | Third party managing DER systems based on market information | [19 empty] | X | [11 empty] | Lvl 3 REP and ICT |  |  | DER
| Retail Market |  |  |  | Service | Logical |  | Organization | Market | Market | The Retail Market clears bids and offers, or otherwise sets retail prices. | [7 empty] | X |  |  |  | X | [20 empty] | US | X
| Retail Market (generic) | [29 empty] | X | [11 empty] | Lvl 5 Trans. And Market |  |  | DER
| Retailing |  |  |  | Service | Conceptual |  | Application | Market | Enterprise | Retailers sell power to end customers and may in the future aggregate or broker between customers or into the market. Most are connected to a trading organization to allow participation in the wholesale market. | [9 empty] | X | [22 empty] | US | X
| Retrofilter |  |  |  | Role | [32 empty] | X |  |  |  |  | Electric-transportation (ET) | EU
| Review protection schemes |  |  |  | Service | Conceptual |  | Business Service | Operations |  | Reviews proposed remedial action schemes (RAS) | [18 empty] | X | [13 empty] | US
| Root Cause Analysis: |  |  |  | Service | Conceptual |  | Business Service | Distribution |  | This service manages the support of field crew investigations into root cause analysis of distribution system failures | [18 empty] | X | [13 empty] | US
| SCADA system |  |  |  | Application | [5 empty] | Supervisory Control And Data Acquisition system provides the basic functionality for implementing EMS or DMS, especially provides the communication with the substations to monitor and control the grid. | [26 empty] | X |  |  |  |  | DKE Repository | EU
| Scenario planner |  |  |  | Service | Conceptual |  | Automation Service | Distribution |  | Provides visualization of circuit configuration scenarios for optimal load serving capability. | [18 empty] | X | [13 empty] | US
| schedule generation |  |  |  | Service | Conceptual |  | Business Service | Operations |  | Identify economically optimal schedules for supply resources | [18 empty] | X | [13 empty] | US
| Schedule Outages |  |  |  | Service | Conceptual |  | Business Service | Operations |  | Schedules outages when they will have the least impact to the reliable operation of the grid | [18 empty] | X | [13 empty] | US
| schedule support service |  |  |  | Service | Conceptual |  | Automation Service | Bulk Generation |  | Provide a platform to analyze physical schedules against the capablity of the facility in its environment | [18 empty] | X | [13 empty] | US
| schedule transmission |  |  |  | Service | Conceptual |  | Business Service | Operations |  | provide a mechanism to match supply schedules with transmission capacity | [18 empty] | X | [13 empty] | US
| schedule workcrew |  |  |  | Service | Conceptual |  | Business Service | Operations |  | Schedule the appropriate resources for outage resolution | [18 empty] | X | [13 empty] | US
h | Scheduling Coordinator |  |  |  | Role | Conceptual |  | Organizational Entity | Operations |  | A party that is responsible for the schedule information and its exchange on behalf of a balance responsible party. For example in the Polish market a Scheduling Coordinator is responsible for information interchange for scheduling and settlement. | [10 empty] | X | X | [5 empty] | X | [14 empty] | US | X
h | Scheduling Coordinator |  |  |  | Role | [5 empty] | A party that is responsible for the schedule information and its exchange on behalf of a balance responsible party. For example in the Polish market a Scheduling Coordinator is responsible for information interchange for scheduling and settlement. | [21 empty] | X | [9 empty] | ENTSO-E Role model | EU
| Scheduling Entity |  | SE | SE | Role | Conceptual |  | Organizational Entity | Service Provider |  | A role which carries the responsibility of submitting bids/offers and receives Schedules and Awards. | [11 empty] | X | [20 empty] | US | X
| Sectionalizer |  |  |  | Actor | Logical |  | Device | Distribution | Field Device | Are used to isolate circuits with persistant current poor ground faults by opening branch circuits bypassing the faulty circuit | [9 empty] | X | [22 empty] | US | X
| Secure communication |  |  |  | Service | Conceptual |  | Business Service | Cross-cutting |  | Provide mechanism to ensure that communication is not interfered with | [18 empty] | X | [13 empty] | US
| Secure Mobility Support Service |  |  |  | Service | Conceptual |  | Business Service | Cross-cutting |  | This service provides secure mobility for communications with Smart Grid field equipment | [18 empty] | X | [13 empty] | US
| Security Assurance Service |  |  |  | Service | Conceptual |  | Business Service | Cross-cutting |  | This service provides Security Assurance Services to determine the level of security provided by another environment. | [18 empty] | X | [13 empty] | US
| Security Enforcement |  |  |  | Service | Conceptual |  | Automation Service | Cross-cutting |  | A service that enforces the security policies of the domain | [18 empty] | X | [13 empty] | US
| Security Management | NR: Security/Network/System Management |  |  | Service | Conceptual |  | Application | Operations | Enterprise | The A service that provides management of security policies, distribution and maintenance of security credentials, and centralized authentication and authorization as appropriate. | [9 empty] | X |  |  | X | [19 empty] | US | X
| Security Policy Enforcement for Field Equipment Operations |  |  |  | Service | Conceptual |  | Business Service | Cross-cutting |  | This service enforces the security policies for smart grid field operations. | [18 empty] | X | [13 empty] | US
| Security Policy Exchange Service |  |  |  | Service | Conceptual |  | Business Service | Cross-cutting |  | This service manages a Security Policy Exchange Service. This enables a Security context to be negotiated on the basis of exchanged security policies | [18 empty] | X | [13 empty] | US
| Segmentation Management |  |  |  | Service | Conceptual |  | Automation Service | Cross-cutting |  | A services that sets intra-domain particitioning rules | [18 empty] | X | [13 empty] | US
| sell energy |  |  |  | Service | Conceptual |  | Business Service | Service Provider |  | services that enable selling energy | [18 empty] | X | [13 empty] | US
| Sensor Communications |  |  |  | Service | Conceptual |  | Automation Service | Operations |  | mechanism to maintain communications with grid connected sensors | [18 empty] | X | [13 empty] | US
| Service Level Agreement Compliance |  |  |  | Service | Conceptual |  | Business Service | Customer |  | Manage compliance with Service Level Agreements (SLAs) using service performance data. | [18 empty] | X | [13 empty] | US
| Service Level Agreement Management |  |  |  | Service | Conceptual |  | Business Service | Customer |  | Perform life-cycle management of Service Level Agreements (SLAs) in support of business goals. | [18 empty] | X | [13 empty] | US
| Service Managey |  |  |  | Service | Conceptual |  | Automation Service | Cross-cutting |  | A service the finds other services | [18 empty] | X | [13 empty] | US
| Service Managey |  |  |  | Service | Conceptual |  | Automation Service | Customer |  | A service the finds other services | [18 empty] | X | [13 empty] | US
| Service Provider | EU: Supplier; EU: Retailer;RM: 3rd Party, 3rd Party, External Systems;IE: 3rd Party Services; 3rd Party | SP | SP | Role | Conceptual |  | Organization | Service Provider | Enterprise | An organization which coordinates resources to support the energy industrydeliver electricity, gas and clean energy products and services to a market or distribution operator. | [9 empty] | X |  | X | X |  |  |  | X | [15 empty] | US | X
| Service Provider Storage Management | RM: Utility Energy Management Service; CM: Local Service Provider EMS |  |  | Service | Logical |  | Application | Operations | Enterprise | A service that provides supervisory energy storage management on behalf of the customers, such as batteries. | [8 empty] | X | [23 empty] | US | X
| Service restoration authorization |  |  |  | Service | Conceptual |  | Automation Service | Distribution |  | This service provides the authorization signals from sensor or system algorithms to enable restoration of circuit areas. | [18 empty] | X | [13 empty] | US
| Service restoration signaling |  |  |  | Service | Conceptual |  | Automation Service | Distribution |  | This service provides the control signals for restoration of circuit areas by actuating line devices. | [18 empty] | X | [13 empty] | US
| Services Acquistion Security Policy Management |  |  |  | Service | Conceptual |  | Business Service | Cross-cutting |  | This service enforces the security policies for smart grid services acquisition | [18 empty] | X | [13 empty] | US
| Settle market |  |  |  | Service | Conceptual |  | Business Service | Market |  | manage the settlement of market charges | [18 empty] | X | [13 empty] | US
| settlement support service |  |  |  | Service | Conceptual |  | Automation Service | Market |  | Provide a platform to use collected data to settle the market for all participants | [18 empty] | X | [13 empty] | US
| Sheddable Loads |  |  |  | Role | Logical |  | Device | Customer | Customer | Individual loads that may be shed or controlled to reduce power demand. | [15 empty] | X | [16 empty] | US | X | 1 | X
| Short Circuit Analysis |  |  |  | Service | Conceptual |  | Business Service | Distribution |  | This service manages the analysis of short circuits within distribution systems | [18 empty] | X | [13 empty] | US
| Short Term Load Forecasts: |  |  |  | Service | Conceptual |  | Business Service | Distribution |  | This service manages short term load forecasting | [18 empty] | X | [13 empty] | US
h | Simple external consumer display |  |  |  | System | [5 empty] | Display providing accurate information on consumption, tariffs and so on in order to increase consumer awareness. | [27 empty] | X |  |  |  | SMCG | EU
h | Simple external consumer display |  |  |  | - | [32 empty] | X |  |  |  |  | Smart Home/Commercial/Industrial/DR-Customer EMS | EU
| simulate market |  |  |  | Service | Conceptual |  | Business Service | Market |  | Provide mechanisms to simulate the power market | [18 empty] | X | [13 empty] | US
| simulate power flow |  |  |  | Service | Conceptual |  | Business Service | Market |  | provide simulation mechanisms to analyze power flow of the electric grid | [18 empty] | X | [13 empty] | US
h | simulate system |  |  |  | Service | Conceptual |  | Business Service | Transmission |  | shall manage a mechanism to create on demand digital simulations of the system | [18 empty] | X | [13 empty] | US
h | Simulate system |  |  |  | Service | Conceptual |  | Business Service | Operations |  | Provide simulation of the electrical power system | [18 empty] | X | [13 empty] | US
| Smart appliance (white goods) |  |  |  | - | [5 empty] | An example of a smart device is a smart white goods appliance which is an appliance that has the capability to act in response to a signal from the grid and thereby optimize its behaviour towards the energy supply network. The signal can be received from a utility or a third party energy service provider directly or via a home energy management system. The signal can be information like the cost of energy or the amount of availablerenewable energy, or it can be a Demand Respond signal (delay load signal or other related information) that the appliance must receive, interpret and react upon based on pre-set or active consumer input. The smart appliance is not guaranteed to respond, but will do so based on its status and user settings in order to ensure the expected performance.The consumer has the ultimate control of the appliance and can override any specific mode (e.g. override a delay to allow immediate operation, limit delays to no more than a certain number of hours, or maintain a set room temperature). Any appliance operation settings or modes shall be easy for an average, non-technical consumer to activate or implement. | [25 empty] | X | [5 empty] | CUG | EU
| Smart appliance (White goods) |  |  |  | - | [5 empty] | 0 | [26 empty] | X |  |  | X | - |  | US
| Smart appliance Generator ( external actor) |  |  |  | - | [5 empty] | The smart appliance with integrated EM, directly receiving data from the grid, through the SGCP. The appliance may contain of be connected to a Plug in electricity meters that measures individual appliance consumption or output. Since the smart appliance / generator is outside the scope of the SGCG, it must be seen as an external actor | [26 empty] | X |  |  |  |  | Smart Home/Commercial/Industrial/DR-Customer EMS | EU
| Smart appliances |  |  |  | - | [5 empty] | - | [26 empty] | X |  |  |  |  | Smart Home/Commercial/Industrial/DR-Customer EMS | EU
h | smart device |  |  |  | - | [5 empty] | A smart device may be an appliance, generator or storage device (Local storage devices include direct and functional electricity storages such as electrochemical batteries, heat pumps and micro CHP such as fuel cells with heat buffers, air conditioning and cooling devices with thermal inertia, etc…). The smart device can receive data directly from the grid, though an interface with the CEM and can react to commands and signals from the grid in an intelligent way. Since the smart device is outside the scope of the SGCG, it must be seen as an external actor | [25 empty] | X | [5 empty] | GUC | EU
h | Smart device |  |  |  | - | [5 empty] | 0 | [26 empty] | X |  |  |  |  | Smart Home/Commercial/Industrial/DR-Customer EMS | EU
h | Smart Device |  |  |  | - | [5 empty] | A smart device may be an appliance, generator or storage device (Local storage devices include direct and functional electricity storages such as electrochemical batteries, heat pumps and micro CHP such as fuel cells with heat buffers, air conditioning and cooling devices with thermal inertia, etcâ€¦). The smart device can receive data directly from the grid, though an interface with the CEM and can react to commands and signals from the grid in an intelligent way. Since the smart device is outside the scope of the SGCG, it must be seen as an external actor | [29 empty] | X | - |  | US
h | Smart Meter |  |  |  | Actor | Logical |  | Device | Customer |  | Smart Meter is a device used to measure watts, vars, var-hours, volt-amperes, or volt-ampere-hours. When part of an Smart Grid infrastructure its includes communcations capabiltities that allow it to particpate in monitoring and control - including Demand/Response and Load Management System programs. Can be composed of components for incremental action | [14 empty] | X | [17 empty] | US | X
h | Smart meter |  |  |  | - | [5 empty] | The metering end device is a combination of the following meter-related functions from the Smart Metering reference architecture: â€¢ Metrology functions including the conventional meter display (register or index) that are under legal metrological control. When under metrological control, these functions shall meet the essential requirements of the MID; â€¢ One or more additional functions not covered by the MID. These may also make use of the display; â€¢ Meter communication functions. | [26 empty] | X |  |  |  |  | Smart Home/Commercial/Industrial/DR-Customer EMS | EU
h | Smart meter |  |  |  | - | [5 empty] | The metering end device is a combination of the following meter-related functions from the Smart Metering reference architecture: | [26 empty] | X |  |  |  |  | Smart Home/Commercial/Industrial/DR-Customer EMS | EU
h | Smart Meter (SM) |  |  |  | System | [5 empty] | The metering end device is a combination of the following meter-related functions from the Smart Metering reference architecture: • Metrology functions including the conventional meter display (register or index) that are under legal metrological control. When under metrological control, these functions shall meet the essential equirements of the MID; • One or more additional functions not covered by the MID. These may also make use of the display; • Meter communication functions. | [25 empty] | X | [5 empty] | GUC | EU
h | Smart Meter (SM) |  |  |  | System | [5 empty] | Meter with additional functionalities one of which is data communication. | [26 empty] | X |  |  |  |  | Electric-transportation (ET) | EU
h | Smart Meter (SM) |  |  |  | System | [5 empty] | The metering end device is a combination of the following meter-related functions from the Smart Metering reference architecture: â€¢ Metrology functions including the conventional meter display (register or index) that are under legal metrological control. When under metrological control, these functions shall meet the essential requirements of the MID; â€¢ One or more additional functions not covered by the MID. These may also make use of the display; â€¢ Meter communication functions. | [26 empty] | X |  |  | X | - |  | US
h | Smart Metering gateway (LNAP) |  |  |  | - | [5 empty] | An access point (functional entity) that allows access to one or more metering end devices and, when equipped with an interface, to advanced display / home automation end devices connected to the local network. A LNAP also may allow data exchange between different functional entities connected to the same LN. The LNAP may act simply as a router transferring messages between the metering end device and/or display/home automation devices and the Neighbourhood network of wide area network. It may also provide services including protocol conversion, device management, security and service capabilities. Services may be provided as functions of the LNAP itself or provide proxy services on behalf of limited capability devices connected to the local network | [25 empty] | X | [5 empty] | GUC | EU
h | Smart Metering gateway (LNAP) |  |  |  | - | [5 empty] | An access point (functional entity) that allows access to one or more metering end devices and, when equipped with an interface, to advanced display / home automation end devices connected to the local network. A LNAP also may allow data exchange between different functional entities connected to the same LN. The LNAP may act simply as a router transferring messages between the metering end device and/or display/home automation devices and the Neighbourhood network of wide area network. It may also provide services including protocol conversion, device management, security and service capabilities. Services may be provided as functions of the LNAP itself or provide proxy services on behalf of limited capability devices connected to the local network | [26 empty] | X |  |  |  |  | Smart Home/Commercial/Industrial/DR-Customer EMS | EU
| Solar | CM: Formerly under only solar |  |  | Role | Logical |  | Device | Generation | Process | Photovoltiac arrays generate power directly. Their ouput is typically used in three ways: 1) direct attached to the grid, 2) By charging batteries or 3) running pumps for a storage facility allowing the storaged energy to be used on scheduled intervals. Power produced by these facilities is sold on the wholesale market. These arays are found in substations, building roof tops(commercial, school, factory) and solar farms. | [9 empty] | X | [22 empty] | US | X | 1 | X
| Stakeholder data communications support |  |  |  | Service | Conceptual |  | Automation Service | Bulk Generation |  | Provide authorized actors with timely information | [18 empty] | X | [13 empty] | US
h | Stakeholder Planning and Reporting |  |  |  | Service | Conceptual |  | Application | Operations | Enterprise | These roles actors perform track and manage the needs and concerns of various utility stakeholders by monitoring customer input, regulators, service standards, and legal proceedings. | [9 empty] | X | [22 empty] | US | X
h | Stakeholder Planning and Reporting (SPM) |  |  |  | Application | [5 empty] | These actors perform track and manage the needs and concerns of various utility stakeholders by monitoring customer input, regulators, service standards, and legal proceedings. | [23 empty] | X | [7 empty] | 61968-IRM | EU
| Standardization Body |  |  |  | Actor | Conceptual |  | Organization | Operations | Enterprise | Responsible for standardization of all relevant elements and components within the electricity supply chain, which leads to harmonizaing relevant services, support towards removing barriers to trade, creating new market opportunities and reducing manufacturing costs. | [16 empty] | X | [15 empty] | US | X
h | State estimation collector |  |  |  | Service | Conceptual |  | Automation Service | Transmission |  | Collects the state estimation data required for state estimation algorithms. | [18 empty] | X | [13 empty] | US
h | State estimation collector |  |  |  | Service | Conceptual |  | Automation Service | Distribution |  | Collects the state estimation data required for state estimation algorithms. | [18 empty] | X | [13 empty] | US
| State Estimation Support: |  |  |  | Service | Conceptual |  | Business Service | Distribution |  | This service manages the state estimation process using available information available from field equipment. | [18 empty] | X | [13 empty] | US
| State Management |  |  |  | Service | Conceptual |  | Automation Service | Customer |  | A service that places an enitity into a specific state (maintance) | [18 empty] | X | [13 empty] | US
h | Storage |  |  |  | Role | Conceptual |  | Service | Cross Cutting | Process | Storage of energy. Storage may serve the transmission, service provider distribution, or customer domain. | [8 empty] | X | [23 empty] | US | X | 1 | X | Cross cutting because control varies with the deployment scenarios
h | Storage |  |  |  | System | [32 empty] | X |  |  |  |  | Distribution Grid Management/Microgrid | EU |  | p | X
| Storm condition triage |  |  |  | Service | Conceptual |  | Automation Service | Distribution |  | This service executes the initial phase of a storm plan to ensure processes are optimized for efficient storm operations. | [18 empty] | X | [13 empty] | US
| Submeter | NR: Sub-Meter – Energy Usage Metering Device (EUMD); E: Intelligent Sub-Metering Device |  |  | Actor | Physical |  | Device | Customer | Field Equipment | Additional meter used to measure special purpose electric usage and/or generation at customer sites. Typically used at customer sites with distributed generation devices, electric vehicles or multi-dwelling units. May also analyze energy cost/consumption. |  |  |  | X | X |  |  |  |  | X |  |  | X |  |  | X | [16 empty] | US | X
| submeter Measurement Collector |  |  |  | Service | Conceptual |  | Automation Service | Service Provider |  | Collects measurement from end device equipment | [18 empty] | X | [13 empty] | US
| submetering service |  |  |  | Service | Conceptual |  | Business Service | Service Provider |  | make accurate submetering data of various loads available to various authorized parties | [18 empty] | X | [13 empty] | US
| Substation and network inventory (AMEINV) |  |  |  | Application | [5 empty] | The electrical substation and network assets that a utility owns, or for which has legal responsibility, and will maintain an accurate asset register developed around an asset hierarchy that supports advanced asset management functions. | [23 empty] | X | [7 empty] | 61968-IRM | EU
h | Substation Control System (SCS) |  |  |  | - | [5 empty] | (Primary or secondary) Substation Control System implementing the function. Performs state estimation based on real-time measurement data. Derives control actions from analysis of power flow situation | [25 empty] | X | [5 empty] | GUC | EU
h | Substation Control System (SCS) |  |  |  | Generic Role | [32 empty] | X |  |  |  |  | Distribution Grid Management/Microgrid | EU
| Supervisory Control and Data Acquisition | RM: 1) SCADA/DMS & 2) SCADA | D-SCADA | D-SCADA | Service | Logical |  | Application | Operations | Operations | Distribution SCADA transmits/receives status and controls individual remote devices(IED) and sensors. Manages energy consumption by controlling compliant devices, and allows operators to directly control power system equipment. Required scope, speed, and accuracy of real-time measurements are provided, supervisory and closed-loop control is supported. Quite oftem provides it inforamtion to a Distributed Managment System (DSM) or Customer Information System (CIS) to outage scenarios. | system actor | grid operator |  | X | X | X | [6 empty] | X | [19 empty] | US | X
| Supplier |  |  |  | Role | [5 empty] | Entity that offers contracts for supply of energy to a consumer (the supply contract). Within this role he will initiate DSM activities NOTE: In some countries referred to as Retailer | [21 empty] | X | [9 empty] | ENTSO-E Role model | EU
h | Supply Chain Logistics |  |  |  | Service | Conceptual |  | Application | Operations | Enterprise | Supply Chain and Logistics services actors manage the processes for acquiring and stocking necessary supplies. This includes an inventories' location be it in a field warehouse on installed in the field. Included are items such as inventory asset type, age, performance characteristics, installation date, spatial location. | [9 empty] | X | [22 empty] | US | X
h | Supply Chain Logistics (SC) |  |  |  | Application | [5 empty] | Business function or service that manages supplier and customer business accounts | [23 empty] | X | [7 empty] | 61968-IRM | EU
| Supply Forecast support |  |  |  | Service | Conceptual |  | Automation Service | Operations |  | Provides a series of forecasts that support future points in time based on generation availability to support grid connected demand | [18 empty] | X | [13 empty] | US
d | Supporting Objects | [6 empty] | Data | Customer |  | Objects that support the interaction of Business Entities and Demand Response Objects. | [11 empty] | X | [20 empty] | US | X
| survivable communication management |  |  |  | Service | Conceptual |  | Automation Service | Bulk Generation |  | Provide a platform to manage survivable communications between energy sources | [18 empty] | X | [13 empty] | US
| Switch | CM: Normally Open Switch | NO-Switch | NO-Switch | Actor | Physical |  | Device | Distribution |  | Circuit reconfiguration is widely used to support roles such as balance loading, improve voltage regulation and reduce system losses. Reconfiguration is accomplished by opening and closing switches, sectionalizers, and etc. This includes normally open and closed switches whose state depends on the domain/roles being instantiated | [9 empty] | X | [22 empty] | US | X
h | Switch Action Scheduling And Operation Work Scheduling |  | OP-SSC |  | Service | Logical |  | Application | Operations | Operations | Switch action scheduling provides supports for handling all aspects relevant to switch order formulation, drawing up operating guidelines, dispatching repair crews and informing customers affected. It assists in collecting the related data and delivering it in the various forms required. | [17 empty] | X | [14 empty] | US | X
h | Switch action scheduling / operation work scheduling (OPSSC) |  |  |  | Application | [5 empty] | Switch action scheduling provides supports for handling all aspects relevant to switch order formulation, drawing up operating guidelines, dispatching repair crews and informing customers affected. It assists in collecting the related data and delivering it in the various forms required. | [23 empty] | X | [7 empty] | 61968-IRM | EU
h | Switch action scheduling / operation work scheduling (OP-SSC) |  |  |  | Application | [35 empty] | X | - |  | US
| Swithcing sequencer |  |  |  | Service | Conceptual |  | Automation Service | Transmission |  | provides action sequencing to adjust loads in the least disruption fashion | [18 empty] | X | [13 empty] | US
| Synchronize Time |  |  |  | Service | Conceptual |  | Business Service | Operations |  | Manage frequency so that a clock connected to the grid is kept within tolerance of a reference clock | [18 empty] | X | [13 empty] | US
| Synchronizing equipment | [9 empty] | Equipment that synchronizes the frequency between two EPSs | [19 empty] | X | [11 empty] | Lvl 0 EPS |  |  | DER | X
| System Administrator |  |  |  | Person | [5 empty] | 0 | [29 empty] | X |  |  | US
h | system balance service |  |  |  | Service | Conceptual |  | Automation Service | Transmission |  | Detects changes in the load on the system and adjusts the operational schedule of the unit to stay within the regulatory tolerances | [18 empty] | X | [13 empty] | US
h | system balance service |  |  |  | Service | Conceptual |  | Automation Service | Bulk Generation |  | Detects changes in the load on the system and adjusts the operational schedule of the unit to stay within the regulatory tolerances | [18 empty] | X | [13 empty] | US
| System loss adjustment |  |  |  | Service | Conceptual |  | Automation Service | Distribution |  | Executes the necessary system actions to minimize system energy losses. (one action could be system voltage control) | [18 empty] | X | [13 empty] | US
| System loss analysis |  |  |  | Service | Conceptual |  | Automation Service | Distribution |  | Perform the calculated system loss analysis across the distribution system. | [18 empty] | X | [13 empty] | US
h | System operation |  |  |  | Service | Conceptual |  | Automation Service | Distribution |  | Execution of system protection functions within the distribution grid. | [18 empty] | X | [13 empty] | US
h | System Operator | NR: Energy Service Provider; Transmission/Distribution Service Provider; EU: Transmission System Operator; EU: Distribution System Operator | SO | SO | Role | Conceptual |  | Organization | Operations | Operations | An role entity which is resonsible for operating, ensuring the maintenance of and, if necessary, developing the system in a given area, where applicable, its interconnections with other systems and for ensuring the long-term ability of the system to meet reasonable demands forelectricity. | [11 empty] | X |  |  |  |  | X | [15 empty] | US | X
h | System Operator |  |  |  | Role | [5 empty] | A party that is responsible for a stable power system operation (including the organisation of physical balance) through a transmission grid in a geographical area. The SO will also determine and be responsible for cross border capacity and exchanges. If necessary he may reduce allocated capacity to ensure operational stability. Transmission as mentioned above means "the transport of electricity on the extra high or high voltage network with a view to its delivery to final customers or to distributors. Operation of transmission includes as well the tasks of system operation concerning its management of energy flows, reliability of the system and availability of all necessary system services." (definition taken from the UCTE Operation handbook Glossary). Note: additional obligations may be imposed through local market rules. | [21 empty] | X | [9 empty] | ENTSO-E Role model | EU
h | System Operator |  |  |  | Person | [5 empty] | Operator who monitors dynamic behavior of the Grid via GUIs and take actions to either prevent contingencies or improve system efficiency | [25 empty] | X | [5 empty] | GUC | EU
h | System Operator |  |  |  | Person | [5 empty] | - | [26 empty] | X |  |  |  |  | Bulk Generation | EU
| System protection results |  |  |  | Service | Conceptual |  | Automation Service | Distribution |  | Provide results of analysis after a system protection event has occurred. | [18 empty] | X | [13 empty] | US
| System Protection: |  |  |  | Service | Conceptual |  | Business Service | Distribution |  | This service manages system protection functions | [18 empty] | X | [13 empty] | US
h | System simulator |  |  |  | Service | Conceptual |  | Automation Service | Transmission |  | Provides simulation based upon system design, recorded history (Operational Historian) and what-if scenarios | [18 empty] | X | [13 empty] | US
h | System simulator |  |  |  | Service | Conceptual |  | Automation Service | Operations |  | Provides a scenario driven simulator for established parameters for the grid | [18 empty] | X | [13 empty] | US
h | System simulator |  |  |  | Service | Conceptual |  | Automation Service | Operations |  | provides a mechanism to support simulation of the grid based for desired parameters based on historical data | [18 empty] | X | [13 empty] | US
| System socket administrator |  |  |  | Role | [32 empty] | X |  |  |  |  | Electric-transportation (ET) | EU
| System state estimation |  |  |  | Service | Conceptual |  | Automation Service | Distribution |  | Execution of the state estimation algorithms. | [18 empty] | X | [13 empty] | US
| System State Monitoring: |  |  |  | Service | Conceptual |  | Business Service | Distribution |  | This service manages the migration to state monitoring making use of increasing numbers of field devices that have monitoring capability. Metrics for this service would be the reduction in the band of error surrounding system state. | [18 empty] | X | [13 empty] | US
| System Status |  |  |  | Service | Conceptual |  | Automation Service | Transmission |  | Provides visiblity to all system-wide assets for sheddable loads that are part of Demand/Response programmes | [18 empty] | X | [13 empty] | US
| TDEMS or TSO EMS | [9 empty] | TDEMS is part of the TSO EMS that manages large DER systems or large aggregations of smaller DER systems | [19 empty] | X | [11 empty] | Lvl 5 Trans. And Market |  |  | DER
| technical support services |  |  |  | Service | Conceptual |  | Business Service | Service Provider |  | provide technical support services that allow the customer to manage their loads | [18 empty] | X | [13 empty] | US
| Telco Operator |  |  |  | - | [5 empty] | 0 | [26 empty] | X |  |  | X | - |  | US
| Test results service |  |  |  | Service | Conceptual |  | Automation Service | Market |  | Collect results from all tests conducted on attached devices | [18 empty] | X | [13 empty] | US
| Test scheduling service |  |  |  | Service | Conceptual |  | Automation Service | Market |  | schedule any testing that needs to be done to assure operation of the grid and attached devices | [18 empty] | X | [13 empty] | US
| Thermal Storage |  |  |  | Role | Logical |  | Device | Cross Cutting | Process | System which stores energy for later use by maintaining material either hotter or colder than ambient temperature. Examples include making ice at night for use during the day and storing heat for later use generating electricity. | [9 empty] | X | [22 empty] | US | X | 1 | X
| Thermostat | RM: Thermometer |  |  | Actor | Physical |  | Device | Customer | Field Equipment | Potentially remotely controllable device which adjusts heating and cooling based on temperature and adjustable settings. Communicationg thermostats are part of BAS and/or DR programme. | [9 empty] | X | X | [21 empty] | US | X
d | Third Party | RM: 3rd Party, 3rd Party, External Systems;IE: 3rd Party Services |  |  | Service | Conceptual |  | Organization | Service Provider |  | Any entity that has authorization to provide services (such as managed energy services, demand/response) or an exchange information with customers and their systems. This pertains to Service Providers, including aggregators, utilities use 3rd parties information systems for outsourced operations, weather and major events relevant to utility operations. |  |  |  |  | X | [7 empty] | X |  | X | [17 empty] | US | X
d | Third Party Billing | 3rd party adds no unique attributes |  |  | Service | Logical |  | Application | Service Provider |  | 3rd party service that manages customer billing information, sends billing statements and processes received payments. | [9 empty] | X | [22 empty] | US | X
d | Third Party Installation and Maintenance | 3rd party adds no unique attributes |  |  | Service | Logical |  | Application | Service Provider |  | 3rd party service that installs and maintains premise equipment. | [9 empty] | X | [22 empty] | US | X
d | This is becoming the components - Steph to do | RM : DMS functions - DOMA, VVWS, FLIR, MFR, OMS, WMS, etc |  |  | Service Role | Logical |  | Application | Operations |  | Applications usually part of a DMS that are required to support DMS functions such as Distribution Operation Model and Analysis (DOMA),Volt-Var-Watt System (VVWS), Fault Location, Isolation and Repair (FLIR). Examples include topology processor, on-line three-phase unbalanced distribution power flow, contingency analysis, study mode analysis, switch order management, short-circuit analysis, volt/VAR management, loss analysis, flow/state estimation results inclusion of distribution automation capabilities, demand response signaling, distributed energy resources, electric storage, Plug-in Electic Cars (PEV), load management and outage managment. | system actor | grid operator |  |  |  | X | [6 empty] | X | [19 empty] | US | X
| Time Service |  |  |  | Service | Conceptual |  | Automation Service | Cross-cutting |  | A service which provides time to the domain | [18 empty] | X | [13 empty] | US
h | Time Synchronization Management |  |  |  | Service | Conceptual |  | Business Service | Cross-cutting |  | This service manages time synchronization across the smart grid | [18 empty] | X | [13 empty] | US |  | p | X
h | Time Synchronization Source | [9 empty] | Source of an accurate time signal | [19 empty] | X | [11 empty] | Lvl 1 DER |  |  | DER | X
| Timer |  |  |  | System | [5 empty] | An initiator that triggers of time based/scheduled use cases | [27 empty] | X |  |  |  | SMCG | EU
| Topological model management: |  |  |  | Service | Conceptual |  | Business Service | Distribution |  | This service maintains the topological model to maintain the system model in near real-time. | [18 empty] | X | [13 empty] | US
| Topology support |  |  |  | Service | Conceptual |  | Automation Service | Operations |  | Provides a mechanism to maintain current grid path configuration information | [18 empty] | X | [13 empty] | US
h | Trade Responsible Party |  |  |  | Role | Conceptual |  | Role | Market |  | A party who can be brought to rights, legally and financially, for any imbalance between energy bought and consumed for all associated metering points. Note: A power exchange without any privileged responsibilities acts as a Trade Responsible Party. | [17 empty] | X | [14 empty] | US | X
h | Trade Responsible Party |  |  |  | Role | [5 empty] | A party who can be brought to rights, legally and financially, for any imbalance between energy bought and consumed for all associated metering points. Note: A power exchange without any privileged responsibilities acts as a Trade Responsible Party. Additional information: This is a type of Balance Responsible Party. | [21 empty] | X | [9 empty] | ENTSO-E Role model | EU
| Trading |  |  |  | Service | Conceptual |  | Application | Market |  | Traders are participants in markets, which include aggregators for provision and consumption and curtailment, and other qualified entities. There are a number of companies whose primary business is the buying and selling of energy. | [9 empty] | X | [22 empty] | US | X
| Trading products support service |  |  |  | Service | Conceptual |  | Automation Service | Market |  | Provides support for the creation of trading products for the market | [18 empty] | X | [13 empty] | US
| Transformer Management: |  |  |  | Service | Conceptual |  | Business Service | Distribution |  | This service manages the life-cycle of transformers in field operations | [18 empty] | X | [13 empty] | US
| Transformer modeling |  |  |  | Service | Conceptual |  | Automation Service | Distribution |  | Ongoing assessment of transformer remaining life by utilizing loading over time. | [18 empty] | X | [13 empty] | US
| Transformer specifications |  |  |  | Service | Conceptual |  | Automation Service | Distribution |  | Provides transformer specifications required for predicting transformer life. | [18 empty] | X | [13 empty] | US
| Transmission Actuator |  |  |  | Actor | Physical |  | Device | Transmission |  | Actuator device used for control of devices in the transmission system. | [6 empty] | X | [25 empty] | US | X
| Transmission Asset Management | CM: Transmission.Control |  |  | Service | Logical |  | Application | Transmission | Operations | Performed by roleactors that determine when equipment needs maintenance, calculate the life expectancy of the device, its operation history and maintenance for operational and engineering decisions. | [9 empty] | X | [22 empty] | US | X
| Transmission Battery Storage | CM: Storage |  |  | Actor | Physical |  | Device | Transmission | Power system | Battery Storage is typically located at a transmission switch-yard or substation. They provide dispatchable energy for congestion and peak load relief. Typical recharged either with onsite Photovoltaic (PV) or trickle charging during off-demand intervals. | [9 empty] | X | [22 empty] | US | X | 1
| Transmission Bus Load Model (TBLM) | [29 empty] | X | [11 empty] | Lvl 4 DSO |  |  | DER
h | Transmission Capacity Allocator |  |  |  | Role | Conceptual |  | Role | Transmission | Operations | Manages the allocation of transmission capacity for an allocated capacity area. For explicit auctions: The Transmission Capacity Allocator manages, on behalf of the System Operators, the allocation of available transmission capacity for an Allocated capacity area. He offers the available transmission capacity to the market, allocates the available transmission capacity to individual Capacity Traders and calculates the billing amount of already allocated capacities to the Capacity Traders. | [17 empty] | X | [14 empty] | US | X
h | Transmission Capacity Allocator |  |  |  | Role | [5 empty] | Manages the allocation of transmission capacity for an allocated capacity area. For explicit auctions: The Transmission Capacity Allocator manages, on behalf of the System Operators, the allocation of available transmission capacity for an Allocated capacity area. He offers the available transmission capacity to the market, allocates the available transmission capacity to individual Capacity Traders and calculates the billing amount of already allocated capacities to the Capacity Traders. | [21 empty] | X | [9 empty] | ENTSO-E Role model | EU
| Transmission Control Devices |  |  |  | Actor | Logical |  | Device | Transmission | Process | Actors that permit the Operations domain to manage the flow of power and reliability of the system. Performed to maintain high levels of reliability and power quality. Examples include Flexible AC Transmission Systems (FACTS) devices, switches, capacitors, static synchronous compensators (STATCOM). | [9 empty] | X |  |  |  |  | X | [17 empty] | US | X
| Transmission Engineering |  |  |  | Service | Logical |  | Organization | Transmission | Operations | A technical function for planning or managing the design and upgrade of the transmission system (typically equipment designed for more than 345,000 volts between conductors). Functions include arranging data gathering, construction design, asset/equipment selection and placement. | [12 empty] | X | [19 empty] | US | X
| Transmission IED | RM: IED | T-IED | T-IED | Actor | Logical |  | Device | Transmission | Monitor & Control Services/roles | Intelligent Electric Device (IED) is a communications-enabled controller to monitor and control automated devices in Transmission which communicates with Supervisory Control and Data Acquisition (SCADA), as well as limited capabilities for automatic operations such as tripping circuit breakers if they sense voltage, current, or frequency anomalies. | [6 empty] | X | [5 empty] | X | [19 empty] | US | X
| Transmission Measurement |  |  |  | Service | Logical |  | Application | Transmission | Monitor & Control Services/roles | Performed by rolesactors that provide visibility into the flow of power and the condition of the systems in the field.An example would be the digital and analog measurements collected through the Supervisory Control and Data Acquisition (SCADA) system from a remote terminal unit (RTU) and provide to a grid control center in Operations. | [9 empty] | X | [22 empty] | US | X
| Transmission Operations and Control Center | NR: ISO/RTO Operation |  |  | Role | Logical |  | Organization | Operations | Operations | Wide-area power system control center providing high level load management and security analysis for the transmission grid, typically using an EMS with generation applications and network analysis applications. | [12 empty] | X |  | X | [17 empty] | US | X
| Transmission Protection Devices | CM: Transmission.Protect; IE: Transmission Protection & Control Devices |  |  | Actor | Logical |  | Device | Transmission | Field Monitoring | Actors that react rapidly to faults and other events in the system which might cause power outages, brownouts, or the destruction of equipment. Performed to maintain high levels of reliability and power quality. Examples include Flexible AC Transmission Systems (FACTS) devices, switches, capacitors, fuses. | [9 empty] | X |  |  |  |  | X | [17 empty] | US | X
| Transmission Recording |  |  |  | Service | Logical |  | Application | Transmission | Operations | Performed by A service actors that permit other domains to review what has happened on the grid for financial, engineering, operational, and forecasting purposes. | [9 empty] | X | [22 empty] | US | X
| Transmission Remote Terminal Unit | NR: Transmission RTU | RTU | RTU | Actor | Logical |  | Device | Transmission | Field Monitoring | RTUs pass status and measurement information from a substation or feeder equipment to a Supervisory Control and Data Acquisition (SCADA) system and transmit control commands from the SCADA system to the field equipment. | [12 empty] | X | [19 empty] | US | X
| Transmission Sensor | IE: Sensors and Measurement Devices |  |  | Actor | Logical |  | Device | Transmission | Field Monitoring/Control | A Transmission System actor device (outside the substation) that measures a physical quantity and converts it into a signal which can be read by an observer or by an instrument. Examples include line-sag monitors, insulation detection monitoring. | [12 empty] | X |  | X | [17 empty] | US | X
| Transmission Stabilize and Optimize |  |  |  | Service | Logical |  | Application | Transmission | Operations | A service Performed by actors that ensure the network is operating with the appropriate tolerances across the system. They gather information for control decisions that ensure reliable, proper operations (stability) and more efficient operations (optimization). Measurement and control form a feedback loop that allows grid operators to stabilize the flow of energy across the electric network or safely increase the load on a transmission path. | [9 empty] | X | [22 empty] | US | X
| Transmission Substation | CM: Substation; N: Switch-yard |  |  | Actor | Logical |  | Facility | Transmission | Process | A facility who's function is to step-down (or up-voltage) from transmission (68kV or up) for distribution to tributary circuits. Contains not only transformers, but usually other devices to maintain power quality and reliablity, such as transformers, bus-work, capacitor banks, Flexible AC Transmission Systems (FACTS) devices, Ground fault limiters, fuses, reactors. | [9 empty] | X |  |  |  |  | X | [17 empty] | US | X
| Transmission Substation Network |  |  |  | Service | Logical |  | Facility | Transmission | Communications | These networks interconnect devices within a substation for backhauled WAN connection to Grid Operations . A typical example includes a local Ethernet LAN containing IEDs, RTUs, PMUs, and other field devices. | [14 empty] | X | [17 empty] | US | X
d | Transmission Supervisory Control and Data Acquisition | RM: 1) SCADA; 2) Transmission SCADA/EMS | T-SCADA | T-SCADA | Service | Logical |  | Application | Operations |  | SCADA is a realtime monitoring and control application receiving information from Remote Terminal Units (RTU). The primary consumer of SCADA's information is a Transmission organization's Energy Management System (EMS) applications. | [5 empty] | X | X | [5 empty] | X | [19 empty] | US | X
h | Transmission System Operator |  | TSO |  | Role | Conceptual |  | Role | Transmission | Operations | According to the Article 2.4 of the Electricity Directive 2009/72/EC (Directive): "a natural or legal person responsible for operating, ensuring the maintenance of and, if necessary, developing the transmission system in a given area and, where applicable, its interconnections with other systems, and for ensuring the long-term ability of the system to meet reasonable demands for the transmission of electricity". Moreover, the TSO is responsible for connection of all grid users at the transmission level and connection of the DSOs within the TSO control area. | [17 empty] | X | [14 empty] | US | X | p
h | Transmission System Operator (TSO) |  |  |  | Role | [5 empty] | according to the Article 2.4 of the Electricity Directive 2009/72/EC (Directive): "a natural or legal person responsible for operating, ensuring the maintenance of and, if necessary, developing the transmission system in a given area and, where applicable, its interconnections with other systems, and for ensuring the long-term ability of the system to meet reasonable demands for the transmission of electricity". Moreover, the TSO is responsible for connection of all grid users at the transmission level and connection of the DSOs within the TSO control area. | [28 empty] | X |  |  | EG3 | EU |  | p
h | Transmission System Operator (TSO) | [29 empty] | X | [11 empty] | Lvl 5 Trans. And Market |  |  | DER
| Transport capacity simulator |  |  |  | Service | Conceptual |  | Automation Service | Operations |  | utilizes engineering design, Operatioal historianand Dynamic system configuration to simulate safe operating limits | [18 empty] | X | [13 empty] | US
| Transportation consumer |  |  |  | Role | [5 empty] | A consumer of electricity providing transport systems. May be involved in contract based Demand/Response. E | [28 empty] | X |  |  | EG3 | EU
| Trouble call management (CS-TCM) |  |  |  | Application | [5 empty] | Customer troubles related to blackouts are transmitted and compared with network data in order to provide accurate information on the incident. | [23 empty] | X | [7 empty] | 61968-IRM | EU
| Trust Establishment Security Service |  |  |  | Service | Conceptual |  | Business Service | Cross-cutting |  | This service provides a trust establishment service that enables security verification across multiple organizations | [18 empty] | X | [13 empty] | US
| Trust Management |  |  |  | Service | Conceptual |  | Automation Service | Cross-cutting |  | Service that manages the domains hierarchy of control | [18 empty] | X | [13 empty] | US
| Unit commitment support service |  |  |  | Service | Conceptual |  | Automation Service | Bulk Generation |  | Provide a platform to confirm energy sources commitment to schedules | [18 empty] | X | [13 empty] | US
| unit start support |  |  |  | Service | Conceptual |  | Automation Service | Bulk Generation |  | Provide a platform to provide independent unit start | [18 empty] | X | [13 empty] | US
h | Update circuit records |  |  |  | Service | Conceptual |  | Automation Service | Transmission |  | Applies changes in circuit asset information to all applicable systems | [18 empty] | X | [13 empty] | US
h | Update circuit records |  |  |  | Service | Conceptual |  | Automation Service | Distribution |  | This service changes all applicable systems to reflect an update in the field to a distribution circuit. | [18 empty] | X | [13 empty] | US
d | Utility Apps | Too generic for any usefullness |  |  | Service | Logical |  | Application | Operations | Enterprise | Software applications and models used to assess distribution operations and help manage these devices through pricing and other signals. |  |  |  |  | X | [27 empty] | US | X
| Utility Business Systems (UBS) |  |  |  | System | [5 empty] | Usually called back-office systems | [31 empty] | 0 | EU
| Utility Energy Provider | XX: Utility Retail Energy Provider |  |  | Actor | Logical |  | Application | Service Provider | Enterprise | Utility that sells energy to end-users. | [9 empty] | X | [22 empty] | US | X
d | Utility Managed Billing | Redundant defintion coverd under Billing described earlier |  |  | Service | Logical |  | Application | Service Provider |  | Utility function or group that manages customer billing information, sends billing statements and processes received payments. | [9 empty] | X | [22 empty] | US | X
| V2G DR program | [9 empty] | Vehicle to Grid demand response program | [19 empty] | X | [11 empty] | Lvl 5 Trans. And Market |  |  | DER
| Validate commitment |  |  |  | Service | Conceptual |  | Business Service | Market |  | Confirms the ability of a participant to provide their proposed commitments | [18 empty] | X | [13 empty] | US
| validate demand response |  |  |  | Service | Conceptual |  | Business Service | Operations |  | Evaluate response of resource to a demand response dispatch | [18 empty] | X | [13 empty] | US
| Validate DR resource interconnection |  |  |  | Service | Conceptual |  | Business Service | Market |  | Validates that DR resources connection comply with relevant standards | [18 empty] | X | [13 empty] | US
| variable generation balancing support service |  |  |  | Service | Conceptual |  | Automation Service | Market |  | Provides support for creation of market products that support the implementation of variable resources | [18 empty] | X | [13 empty] | US
| Variable generation support |  |  |  | Service | Conceptual |  | Automation Service | Operations |  | Provides a mechanism to firm variable generation capabilities | [18 empty] | X | [13 empty] | US
| Vehicle Manufacturer |  |  |  | Role | [5 empty] | A party that produces the electric vehicles, develops the data information messages, which will be available for the service management. | [22 empty] | X | [8 empty] | AhG Charging | EU
| Vehicle Owner |  |  |  | Role | [5 empty] | A party that owns the electric vehicle | [31 empty] | AhG Charging | EU
| Vehicle User |  |  |  | Role | [5 empty] | A party that uses the electric vehicle (a physical person as well as a social one).His goal is to be able to use the vehicle, when he needs it or wants to use it. His involvement in the charge management process is essential but, this will hardly depend on the services offered to him. | [22 empty] | X | [8 empty] | AhG Charging | EU
| Virtual Power Plant (VPP) DER EMS (VDEMS) | [9 empty] | System that manages the settings and dispatch of DER systems that are enrolled in a virtual power plant | [19 empty] | X | [11 empty] | Lvl 2 FDEMS |  |  | DER | X
| Virtual Resource (generic) | [9 empty] | A set of one or more energy service resources, including generators, energy storage, controllable load, and ancillary services | [19 empty] | X | [11 empty] | Lvl 1 DER |  |  | DER | X
h | Voltage level collector |  |  |  | Service | Conceptual |  | Automation Service | Transmission |  | This service stores a collected voltage level at a pre-defined point within a circuit. | [18 empty] | X | [13 empty] | US
h | Voltage level collector |  |  |  | Service | Conceptual |  | Automation Service | Distribution |  | This service stores a collected voltage level at a pre-defined point within a distribution circuit. | [18 empty] | X | [13 empty] | US
h | Voltage level detector |  |  |  | Service | Conceptual |  | Automation Service | Transmission |  | This service detects the voltage level at a pre-defined point within a circuit. | [18 empty] | X | [13 empty] | US
h | Voltage level detector |  |  |  | Service | Conceptual |  | Automation Service | Distribution |  | This service detects the voltage level at a pre-defined point within a circuit. | [18 empty] | X | [13 empty] | US
h | Voltage level deviation |  |  |  | Service | Conceptual |  | Automation Service | Transmission |  | This service calculates the voltage level deviation from standard at a pre-defined point within a circuit. | [18 empty] | X | [13 empty] | US
h | Voltage level deviation |  |  |  | Service | Conceptual |  | Automation Service | Distribution |  | This service calculates the voltage level deviation from standard at a pre-defined point within a distribution circuit. | [18 empty] | X | [13 empty] | US
h | Voltage management |  |  |  | Service | Conceptual |  | Automation Service | Operations |  | Provide a mechanism to provide control signals to attached devices providing for voltage stability | [18 empty] | X | [13 empty] | US
h | Voltage Management: |  |  |  | Service | Conceptual |  | Business Service | Distribution |  | This service manages customer service delivery voltages to stay within industry accepted tolerances | [18 empty] | X | [13 empty] | US
| Voltage monitoring |  |  |  | Service | Conceptual |  | Automation Service | Operations |  | process that monitors and reports voltage status/alerts | [18 empty] | X | [13 empty] | US
| Voltage, Var, and Watt Optimization (VVWO) |  |  |  | Service | Conceptual |  | Automation Service | Transmission |  | process that controls reactive DER and other dynamic reactive power. This service also controls Demand/Response. | [18 empty] | X | [13 empty] | US
| vulnerability assesment |  |  |  | Service | Conceptual |  | Business Service | Operations |  | assess the resilience of grid management systems | [18 empty] | X | [13 empty] | US
| Water Meter | NR: Water/Gas Metering |  |  | Actor | Logical |  | Device | Cross Cutting | Field Monitoring | A device that is either used for revenue grade at the pPoint of sSale measuring or facility grade device used for the transfer of water, product and measuring usage and possibly control from one domain/system to another | [12 empty] | X | [19 empty] | US | X
| Weather Data Collection |  |  |  | Service | Conceptual |  | Business Service | Customer |  | Provide a mechanism to collect localized weather data affecting the system. | [18 empty] | X | [13 empty] | US |  | p | X
| Weather Forecast |  |  |  | - | [5 empty] | - | [26 empty] | X |  |  |  |  | Distribution Grid Management/Microgrid | EU |  | p | X
| Weather forecast support |  |  |  | Service | Conceptual |  | Automation Service | Operations |  | Provides future weather based on inputs from all sources | [18 empty] | X | [13 empty] | US |  | p | X
| Weather System | [9 empty] | Meteorological service providing weather system that can affect DER capabilities | [19 empty] | X | [11 empty] | Lvl 0 EPS |  |  | DER | X
| Wholesale Hydro | CM: Hydro |  |  | Actor | Logical |  | Device | Generation | Process | River or lake driven power generation resource. Generation used solely for resale, is a scheduled resource | [9 empty] | X |  |  |  |  | X | [17 empty] | US | X | 1
| Wholesale Market |  |  |  | Service | Logical |  | Organization | Market | Enterprise | Market for energy products, including generation, distributed generation, electric storage, electricity transmission/distributionportation, and demand response | [6 empty] | X | [25 empty] | US | X
| Wholesaling |  |  |  | Service | Conceptual |  | Application | Market | Enterprise | Wholesale sellers are any power generation company, power marketer, municipally owned utility, electric cooperative, river authority, or other entity that sells power at wholesale price vs retail rates allowed for small Distributed Generation and Stored Energy assets (retail customer's Photvoltaic(PV) arrays, Plug-in Electric Vehicles (PEV), micro-hydro, etc). Determination between wholesale and retail is determined by each State's regulators. | [9 empty] | X | [22 empty] | US | X
| Wide Area Measurement and Control System | NR: Wide Area Measurement System |  |  | Service | Logical |  | Application | Operations | Operations | Applicatrion that monitors all phase measurements and substation equipment over a large geographical base for visual modeling and other techniques to determine actions that need to be perform by transmission actuators. | [6 empty] | X | [5 empty] | X | [19 empty] | US | X
| Wide Area Network (WAN) | [29 empty] | X | [11 empty] | Lvl 3 REP and ICT |  |  | DER
| Wide Area Protection and Control |  |  |  | Service | Conceptual |  | Automation Service | Transmission |  | A cross-regional control scheme that provides for automated protection and control across the system | [18 empty] | X | [13 empty] | US
| Wide Area Situational Awareness |  |  |  | Service | Conceptual |  | Automation Service | Transmission |  | WASA's goal is cross-regional awareness (More than synchrophasors) | [18 empty] | X | [13 empty] | US
| Wide-area Monitoring (WAMON) |  |  |  | Application | [5 empty] | 0 | [26 empty] | X |  |  |  |  | Bulk Generation | EU
| Wind Generation | CM: Wind |  |  | Role | Logical |  | Device | Generation | Process | Windmill facility (typically a wind farm) which generates power via direct attached generators or by pumping/compressing a storage facility for power generation on scheduled intervals. Facitlites are connected to the Trnsmission Grid. Power produced by these facilities is sold on the wholesale market. Typically not used for base-load due to wind variablity. | [9 empty] | X | [22 empty] | US | X | 1 | X
| Wind turbine | [29 empty] | X | [11 empty] | Lvl 1 DER |  |  | DER | X
| Wood chip boiler | [29 empty] | X | [11 empty] | Lvl 1 DER |  |  | DER | X
| Work Management System |  | WMS | WMS | Service | Logical |  | Application | Operations | Operations | An application that provideswork crew project details and schedules to construct and maintain the power system infrastructure. Interfaces to or is usually is part of a bundled Distribution Management System (DMS) or Outage Management (OMS) offering. | [12 empty] | X | [19 empty] | US | X
| Work scheduling |  |  |  | Service | Conceptual |  | Automation Service | Operations |  | Provides allocation of work resources to the highest priority jobs that are pending | [18 empty] | X | [13 empty] | US
| Workforce Mobile Network |  |  |  | Service | Logical |  | Facility | Distribution | Enterprise | Workforce Mobile Networks are used to dispatch maintenance, outgage-situation and routine operations. This may include a localized wireless network for advanced field devices | [14 empty] | X | [17 empty] | US | X
d | Workforce Tool |  |  |  | Service | Logical |  | Application | Distribution |  | Remote field crew applications used to , connectivity transfer information to Operations. Includes astatus of outages, work in orogress status, location logistics, time scheduling. |  |  |  | X | [7 empty] | X | [20 empty] | US | X
| Zone | This is an SOA Element, not an actor or role. |  |  | Role NA | Logical NA |  | Geography | Transmission |  | A physical or electrical region. | [9 empty] | X | [6 empty] | X | X |  |  | X | [11 empty] | US
US
Note on A6: Elizabeth: purple are updated rows: col B, F, G, J, L
Note on I6: Ron Cunningham: Organizational Entity [Person]
Note on F15: Ron Cunningham: Service[ Role]
Note on I15: Ron Cunningham: Organization [Application]
Note on B29: Stephan Amsbary: We changed previousoly agreed to re-definitions for the EU concept of zone
Note on I29: Ron Cunningham: Organizational Entity [Organization]
Note on G51: Elizabeth: not sure where the red came from
Note on F94: Ron Cunningham: Service[ Role]
Note on J94: Ron Cunningham: Service Provider [Multiple Domains]
Note on G103: Ron Cunningham: Logical [Conceptual]
Note on F105: Ron Cunningham: Service[ Role]
Note on F111: Ron Cunningham: Service[ Role]
Note on I154: Ron Cunningham: Facility [Device]
Note on J158: Ron Cunningham: Cross Cutting [Domain]
Note on B164: Elizabeth: buried in the weeds - agreed to remove
Note on B165: Ron Cunningham: Communication [Other] Networks
Note on J165: Ron Cunningham: Cross Cutting [Distribution]
Note on G174: Ron Cunningham: Logical [Conceptual]
Note on G175: Ron Cunningham: Logical [Conceptual]
Note on I175: Ron Cunningham: [Facility] Application
Note on F192: Ron Cunningham: Service[ Role]
Note on I192: Ron Cunningham: [Application] Orgainzation
Note on F233: Ron Cunningham: Role [actor]
Note on F234: Ron Cunningham: Role [actor]
Note on F242: Ron Cunningham: Role [actor]
Note on L244: Elizabeth: description was sufficiently different to paste here for the harmonization
Note on F254: Ron Cunningham: Service[ Role]
Note on F256: Ron Cunningham: Service[ Role]
Note on G280: Ron Cunningham: Logical [Conceptual]
Note on G282: Ron Cunningham: Logical [Conceptual]
Note on F316: Ron Cunningham: Service[ Role]
Note on I316: Ron Cunningham: [Organization] Service
Note on F352: Ron Cunningham: Service[ Actor]
Note on F354: Ron Cunningham: Service[ Role]
Note on F356: Ron Cunningham: Service[ Role]
Note on F361: Ron Cunningham: Service[ Role]
Note on G364: Ron Cunningham: Logical [Conceptual]
Note on G365: Ron Cunningham: Logical [Physical]
Note on G368: Ron Cunningham: Logical [Conceptual]
Note on I368: Ron Cunningham: Organization [Person]
Note on G369: Ron Cunningham: Logical [Conceptual]
Note on F372: Ron Cunningham: Service[ Role]
Note on F384: Ron Cunningham: Service[ Role]
Note on G386: Ron Cunningham: Logical [Conceptual]
Note on F387: Ron Cunningham: Service[ Role]
Note on J419: Ron Cunningham: Cross Cutting [Customer]
Note on F427: Ron Cunningham: Actor[ Role]
Note on G427: Ron Cunningham: Logical [Conceptual]
Note on J427: Ron Cunningham: Service Provider [Customer]
Note on F435: Ron Cunningham: Actor[ Role]
Note on F437: Ron Cunningham: Actor[ Role]
Note on I437: Ron Cunningham: Organization [Role]
Note on F440: Ron Cunningham: Service[ Role]
Note on G448: Ron Cunningham: Logical [Conceptual]
Note on G461: Ron Cunningham: Logical [Conceptual]
Note on F470: Ron Cunningham: Service[ Role]
Note on F486: Ron Cunningham: Service[ Actor]
Note on I486: Ron Cunningham: Application [Device]
Note on F493: Ron Cunningham: Role [actor]
Note on F498: Ron Cunningham: Role [Actor]
Note on I527: Ron Cunningham: Organization [Application]
Note on I534: Ron Cunningham: Organizational Entity [Person]
Note on B547: Ron Cunningham: [ Distribution ]Field Crew Tools
Note on J547: Ron Cunningham: Operations [Distribution]
Note on F555: Ron Cunningham: Role [actor]
Note on I555: Ron Cunningham: Organization [Application]
Note on I557: Ron Cunningham: Organizational Entity [Person]
Note on I558: Ron Cunningham: Organizational Entity [Person]
Note on J581: Ron Cunningham: Cross Cutting [Customer]
Note on B583: Ron Cunningham: Building Gateway
Note on F583: Ron Cunningham: Service[ Role]
Note on F585: Ron Cunningham: Service[ Role]
Note on B587: Ron Cunningham: ( see also ADWP definitions PPT for new domain)
Note on B588: Ron Cunningham: ( see also definitions PPT for new domain)
Note on F588: Ron Cunningham: Service[ Role]
Note on B589: Ron Cunningham: ( see also ADWP definitions PPT for new domain)
Note on F589: Ron Cunningham: Service[ Role]
Note on B590: Ron Cunningham: ( see also ADWP Definitions PPT for new domain)
Note on F597: Ron Cunningham: Service[ Actor]
Note on I602: Ron Cunningham: Organizational Entity [Person]
Note on I632: Ron Cunningham: Organizational Entity [Application]
Note on I658: Ron Cunningham: Organization [Role]
Note on L658: Ron Cunningham: need to clarify what this description is specifying.
Note on B664: Stephan Amsbary: Stopping point on Steve's actors on Sept 16
Note on J664: Ron Cunningham: Market [Operations]
Note on F669: Elizabeth: this was already red, disagree
Note on G669: Elizabeth: This was red (Logical), not sure why
Note on I683: Ron Cunningham: Organization [Role]
Note on F685: Ron Cunningham: Role [Actor]
Note on G685: Ron Cunningham: Conceptual [Logical]
Note on I831: Ron Cunningham: Organization [Role]
Note on B834: Ron Cunningham Needs to be split out into the separate named things
Note on I849: Ron Cunningham: Organizational Entity [Person]
Note on B851: Ron Cunningham: need to decode MOL - see ETSO Role Model document
Note on B870: Stephan Amsbary: We added two new concepts starting here and are going backwards from here - Zones and Consumbles
Note on I889: Ron Cunningham: Organizational Entity [Application]
Note on B890: Ron Cunningham: [Network Calculations] Is this intended to be the set of algorithms (service) or the results of those algorithms from which grid reliabily & grid security services are provided? We created two names to support this
Note on B899: Ron Cunningham: Is this intended to be the set of algorithms (service) or the results of those algorithms from which log-term planning services are provided? Network segment capacity and reliablity -> Conceptual
Note on J899: Stephan Amsbary: Note this is that new domain cross-cutting Cross Cutting [Trans/Distr]
Note on B913: Ron Cunningham: Non-Utility [Third Party] Retail Energy Provider
Note on I953: Ron Cunningham: Organizational Entity [Person]
Note on B1010: Ron Cunningham: [Utility Managed] Premise Installation and Maintenance
Note on G1013: Ron Cunningham: Logical [Conceptual]
Note on I1066: Ron Cunningham: Organization [Role]
Note on F1081: Ron Cunningham: Role [Actor]
Note on I1094: Ron Cunningham: Organization [Role]
Note on F1099: Ron Cunningham: Service[ Role]
Note on B1101: Stephan Amsbary: Very abstract term… couldn't discern true meaning from description
Note on F1108: Ron Cunningham: Role [actor]
Note on I1108: Ron Cunningham: Organization [Person]
Note on I1125: Stephan Amsbary: Need todefine the difference between organiztion and organizational entity Organizational Entity[ Role]
Note on B1174: Ron Cunningham: [Wholesale] Solar
Note on B1192: Ron Cunningham: [Distribution] Supervisory Control and Data Acquisition
Note on F1192: Ron Cunningham: Service[ Actor]
Note on B1197: Stephan Amsbary: too abstract a concept - struck
Note on B1232: Stephan Amsbary: merged into Service Provider description
Note on B1233: Stephan Amsbary: Need to consolitdate billing: services, actors….
Note on J1306: Ron Cunningham: Cross Cutting [Customer]
Note on B1319: Ron Cunningham: [Wholesale] Wind Generation

## Consolidated-Entities-noduprows
[12 empty] | EU SG-CG WP1 Contributions |  |  | Original Source Traceability (backward-compatability)
[12 empty] | Using ETSO Market Model |  |  | Roadmap: FERC4+2 (NIST)
row action flag delete (d) harmonize (h) | Entity Name | Original Alternative Entity Name (Including entity names are duplicates) | col-C | col-D | Actor / SrvcCollection / Service | Hierarchy Conceptual/ Logical/ Physical | Role (from role tab) | Type | NIST (Legacy) Domain | Manufacturer-CIM (IEC #) Type of Zone | Description | Actor/ type or Role | Related Role | Business function/ service | AMI Systems | Electric Transportaion | Distribution Grid Mgmt | WASA | Demand Response | Electric Storage | Conceptual Model | Reference Diagram | NAESB | CSWG NISTIR 7628 | CSWG Actors | IEEE P2030 Draft 3.0 | EIS | EU Commission | EU WGSP Vers 0.5 | SGAC Conceptual Arch | IEC TC57-WG19 & TC8 WG6 DER Actor/Roles | EU SC-CG WP1 | ENTSO-E role model | AhG Charging | IEC61968 IRM | IEC SG3 | GUC | DKE Repository | SMCG | EG3 | EU Source:unknown | New | Note | US/EU Input | ADWP original focus | Cluster Label | TC8 WG6 use case actors + assoc. actors for use case 2.1.1 | Notes
| 0 |  |  |  | - | [5 empty] | Combination of load and generation object devices | [26 empty] | X |  |  |  |  | DKE Repository | EU
| 0 |  |  |  | - | [5 empty] | â€¢ Metrology functions including the conventional meter display (register or index) that are under legal metrological control. When under metrological control, these functions shall meet the essential requirements of the MID; | [26 empty] | X |  |  |  |  | Smart Home/Commercial/Industrial/DR-Customer EMS | EU
| (Energy) Dispatcher | Eur: Dispatcher |  |  | Role | Conceptual |  | Organizational Entity | Transmission |  | Actor Role in charge of dispatching Electricity (usually at the transmission level) | role | transmission capacity allocator ? | [15 empty] | X | [14 empty] | US | X
| {Need more information} |  |  |  | Service | Conceptual |  | Automation Service | Service Provider |  | {Need more information} | [18 empty] | X | [13 empty] | US
| Abnormal operations support |  |  |  | Service | Conceptual |  | Automation Service | Operations |  | Provide support for dispatch of attached resources to operate them in abnormal situations | [18 empty] | X | [13 empty] | US
| Access Control Management |  |  |  | Service | Conceptual |  | Business Service | Cross-cutting |  | This service manages smart grid component access control processes | [18 empty] | X | [13 empty] | US
| Access Control Management |  |  |  | Service | Conceptual |  | Business Service | Customer |  | Provide a mechanism to support access control | [18 empty] | X | [13 empty] | US
| Access Point (ie. Data Aggregation Point) | IE: Distribution Access Point |  |  | Actor | Logical | Processor | Device | Distribution |  | Collects and aggregates all data from/to end devices through Neighbourhood and/or Field Area and/or AMI networks. These devices are IEEE 802.11n compliant. They interface the Backhaul WAN. | system actor | metered data collector | [30 empty] | US
| Account Management |  |  |  | Service | Conceptual | Manager | Organization | Service Provider |  | Business function or service that manages supplier and customer business accounts. |  |  | function/ service | [6 empty] | X | [22 empty] | US | X
| Account Management System |  |  |  | Actor | Logical | Manager | Application | Service Provider |  | Business function or service that manages supplier and customer business accounts. | system actor | Multiple | [7 empty] | X | [22 empty] | US | X
| Accounting |  |  |  | Service | Conceptual |  | Automation Service | Cross-cutting |  | A service that tracks the activity of a particular entity. | [18 empty] | X | [13 empty] | US
| AccountingPoint responsible |  |  |  | Role | [5 empty] | Responsible for the maintenance and mapping between the logical registers and the accounting points in compliance with local market rules | [21 empty] | X | [9 empty] | ENTSO-E Role model | EU
| Actor A |  |  |  | External Actor | [5 empty] | External actor (Smart Grid Market Role) interacting with the system functions and components in the home or home automation network through the metering communication channel. This actor is responsible for collecting metering data. Examples of such market roles are the DSO, metering company, etc. | [25 empty] | X | [5 empty] | GUC | EU
| Actor A (external actor) |  |  |  | - | [32 empty] | X |  |  |  |  | Smart Home/Commercial/Industrial/DR-Customer EMS | EU
| Actor B |  |  |  | External Actor | [5 empty] | External actor (Smart Grid Market Role) interacting with the system functions and components in the home or home automation network through the metering communication channel. This actor is responsible for collecting metering data. Examples of such market roles are the DSO, metering company, etc. | [25 empty] | X | [5 empty] | GUC | EU
| Actor B (external actor) |  |  |  | - | [5 empty] | External actor (Smart Grid Market Role) interacting with the system functions and components in the home or home automation network through the metering communication channel. This actor is responsible for collecting metering data. Examples of such market roles are the DSO, metering company, etc. | [26 empty] | X |  |  |  |  | Smart Home/Commercial/Industrial/DR-Customer EMS | EU
| Actuator |  |  |  | Role | Conceptual | Actuator | Device | Cross Cutting | Process | An actuator is a transducer that accepts a signal and converts it to a physical action. In other words, an actuator causes an action to occur relating to the data that was sent to it. The are used to remotely operate devices such as switches and circuit-breakers. | system actor | grid operator | [30 empty] | US | X
| Adjust transformer operatining settings |  |  |  | Service | Conceptual |  | Automation Service | Transmission |  | Service that adjusts transformer setting for load | [18 empty] | X | [13 empty] | US
| Advanced Metering Infrastructure (AMI) | [29 empty] | X | [11 empty] | Lvl 3 REP and ICT |  |  | DER
| Advanced products simulation service |  |  |  | Service | Conceptual |  | Automation Service | Market |  | Provides the ability to simulate the impact of proposed changes to the market including new technologies to see the impact on the market based on a wide range of scenarios | [18 empty] | X | [13 empty] | US
| aggregate customers |  |  |  | Service | Conceptual |  | Business Service | Service Provider |  | aggregate customers for various electricity buying and selling options | [18 empty] | X | [13 empty] | US |  | p
| Aggregation Resource | N: Resource |  |  | Zone | Conceptual | Processor | Organizational Entity | Market | Market | A market-dependent group of Response Method Aggregations that represents a dispatchable entity. | [11 empty] | X | [20 empty] | US | X | p
| aggregation support service |  |  |  | Service | Conceptual |  | Automation Service | Market |  | Provide a support system to allow aggregators to participate in the market on behalf of their customers | [18 empty] | X | [13 empty] | US |  | p
h | Aggregator | RM: Energy Services Company; NR: Aggregator / Retail Energy Provider; EU: Supplier; xx: Energy Services Aggregator |  |  | Role | Conceptual | Manager | Organization | Service Provider | Enterprise | The role that combines curtailment, demand or DER of two or more customers into a single purchasing unit to negotiate the purchase or the sale of electricity to retail electric providers. Aggregators may not sell or take title to electricity. Retail electric providers are not aggregators. | role |  |  | X | X | X | X | X | X | X | X |  | X |  |  |  | X |  |  | X | [12 empty] | US | X | p
h | Aggregator |  |  |  | Role | [5 empty] | offers services to aggregate energy production from different sources (generators) and acts towards the grid as one entity, including local aggregation of demand (Demand Response management) and supply (generation management). In cases where the aggregator is not a supplier, it maintains a contract with the supplier. | [26 empty] | X |  | X | X |  | EG3 | EU, US |  | p | X
h | Aggregator | [9 empty] | Third party managing aggregations of DER systems | [19 empty] | X | [11 empty] | Lvl 3 REP and ICT |  |  | DER
d | Aggregator |  |  |  | Role | [5 empty] | offers services to aggregate energy production from different sources (generators) and acts towards the grid as one entity, including local aggregation of demand (Demand Response management) and supply (generation management). In cases where the aggregator is not a supplier, it maintains a contract with the supplier. | [26 empty] | X |  |  | X | - |  | US |  | p | X
h | Aggregator |  |  |  | Role | [32 empty] | X |  |  |  |  | Distribution Grid Management/Microgrid | EU |  | p
| AMI Head-end |  |  | EU-WGSP: Head End System (HES) | Actor | Logical | Processor | Device | Operations |  | Provides the Interface to the Advanced Metering Infrastructure and manages the information exchanges between third party systems. The head-end is the command application for AMI solution. Optionally it manages required or desired meter reading schedules, and enacts other meter and communication-related commands. Most Head-ends also contain a vendor specific extension like a Meter Data Master (MDMS) and Validates, edits, and estimates (VEE) meter calculations. | system actor | metered datacollector |  |  |  | X | [5 empty] | X | [20 empty] | US | X
h | AMI Operator | EU: Head End System (HES) Operator |  |  | Actor | Logical | Manager | Role | Operations |  | General operator of the AMI system | business actor | metered datacollector | [15 empty] | X | [14 empty] | US | X
h | AMI operator |  |  |  | generic role | [5 empty] | General operator of the AMI system | [29 empty] | X |  | 0 | EU
h | AMI Service Engineer |  |  |  | Actor | Logical | Maintainer | Person | Operations |  | External actor responsible for the installation, operation, maintenance and de-installation of the system components. It may access, if properly identified and authorized, those components either directly, via local operation and maintenance interfaces, or from a system component from a higher hierarchical level (e.g. meters may be accessed for maintenance purposes via NNAPs or the HES). | business actor | metered datacollector | [15 empty] | X | [14 empty] | US | X
h | AMI service engineer [E] |  |  |  | generic role | [5 empty] | External actor responsible for the installation, operation, maintenance and de-installation of the system components. It may access, if properly identified and authorized, those components either directly, via local operation and maintenance interfaces, or from a system component from a higher hierarchical level (e.g. meters may be accessed for maintenance purposes via NNAPs or the HES). | [27 empty] | X |  |  |  | SMCG | EU
| AMI System |  |  |  | System | [5 empty] | Advanced Metering Infrastructure System | [27 empty] | X |  |  |  | SMCG | EU
| analytics support service |  |  |  | Service | Conceptual |  | Automation Service | Market |  | Provide a platform of market analytics to support participant review of market rule related conditions | [18 empty] | X | [13 empty] | US
| analyze schedules |  |  |  | Service | Conceptual |  | Business Service | Bulk Generation |  | provide analytics to determine issues with planned operations | [18 empty] | X | [13 empty] | US
| analyze system state |  |  |  | Service | Conceptual |  | Automation Service | Transmission |  | analyze operational condition information | [18 empty] | X | [13 empty] | US
| Analzye event |  |  |  | Service | Conceptual |  | Business Service | Operations |  | Reconstruct the dynamic values of grid attributes around the time of a past grid event | [18 empty] | X | [13 empty] | US
| Ancillary Ops Market |  |  |  | Role | Conceptual |  | Application | Market | Enterprise | Provide a market to provide frequency support, voltage support, spinning reserve and other services as defined by FERC, NERC and the various ISO. These markets normally function on a regional or ISO basis. |  |  | function/ service ? | [6 empty] | X | [22 empty] | US | X
| Ancillary Service Providers |  |  |  | Actor | Logical |  | Organization | Service Provider |  | Provide third-party ancillary services to provide frequency support, voltage support, spinning reserve and other services as defined by FERC, NERC and the variousttransmission authority, | role | reserve allocator ? | [14 empty] | X | [15 empty] | US | X
| Ancillary services management |  |  |  | Service | Conceptual |  | Automation Service | Operations |  | Provide a mechanism to manage the operation of grid connected energy resources that are enrolled for ancillary services | [18 empty] | X | [13 empty] | US
| Ancillary Services providers |  |  |  | Role | [5 empty] | 0 | [28 empty] | X |  |  | EG3 | EU
| ancillary services support |  |  |  | Service | Conceptual |  | Automation Service | Bulk Generation |  | Provide a platform to analyze market needs for operational provisioning of ancillary services | [18 empty] | X | [13 empty] | US
| Appliance | RM: Customer Appliance, RD: Appliances |  |  | Actor | Logical | Equipment | Device | Cross Cutting | Enterprise | generic appliance | system actor | multiple | [7 empty] | X | X | [21 empty] | US | X
| Appliance - Customer |  |  |  | Actor | Logical |  | Device | Customer |  | Consumer (in-home) electric device. Potentially controllable (making them Customer Devices) to reduce/increase load as directed. Includeslights, pool pumps, air conditioners, electric water heaters, refrigerators, washers, electric dryers, dishwashers, &c. | system actor | party connected to the grid | [7 empty] | X | X | [21 empty] | US | X
| Appliance Control |  |  |  | Role | Conceptual |  | Application | Customer |  | The role associated with the external control of an End Device. | role | consumption responsible party | [9 empty] | X | [20 empty] | US | X
| Appliances |  |  |  | System | [5 empty] | Object devices | [26 empty] | X |  |  |  |  | DKE Repository | EU
| Application Management |  |  |  | Service | Conceptual |  | Business Service | Cross-cutting |  | This service manages smart grid applications | [18 empty] | X | [13 empty] | US
| Area Energy Service Operator |  |  |  | Role | [5 empty] | A party offering services regarding the energy management of a specific location or geographical area. These services could be dedicated to the charge management of electric vehicles as well as the energy management of the location, like tertiary buildings (in such a case the charging of EVs could be included in a local optimization).An Area Energy Service Operator could, at the same time, offer EV charging Energy (e-Mobility) Services (user profile and billing could be integrated in its service offer). Additional information: an Area Energy Service Operator could be considered as an Aggregator for specific services, linked to the charge management. | [22 empty] | X | [8 empty] | AhG Charging | EU
| Area EPS | [9 empty] | An EPS that serves Local EPSs | [19 empty] | X | [11 empty] | Lvl 0 EPS |  |  | DER
| Assessment |  |  |  | Service | Conceptual |  | Automation Service | Customer |  | A service that assesses configuration viability | [18 empty] | X | [13 empty] | US
| asset information |  |  |  | Service | Conceptual |  | Automation Service | Transmission |  | Provides a repository of equipment characteristics including operational conditions | [18 empty] | X | [13 empty] | US
| Asset inventory |  |  |  | Service | Conceptual |  | Automation Service | Distribution |  | Maintaining current inventory of distribution system assets. | [18 empty] | X | [13 empty] | US
h | Asset Investment Planning |  |  |  | Role | Conceptual |  | Application | Operations |  | Asset investment planning involves strategy definition and prioritisation, maintenance strategy planning, risk management, programme management and decision-making. It drives the condition, configuration, performance, operating costs, and flexibility of the asset base, with the aim of maximising value. |  | grid operator | function/ service | [14 empty] | X | [14 empty] | US | X
h | Asset investment planning (AMAIP) |  |  |  | Application | [5 empty] | Asset investment planning involves strategy definition and prioritisation, maintenance strategy planning, risk management, programme management and decision-making. It drives the condition, configuration, performance, operating costs, and flexibility of the asset base, with the aim of maximising value. | [23 empty] | X | [7 empty] | 61968-IRM | EU
| Asset Management System |  |  |  | Application | [5 empty] | Application which optimizes the utilization of assets regarding loading, maintenance and lifetime | [24 empty] | X | [6 empty] | SG3 | EU
| asset security management |  |  |  | Service | Conceptual |  | Automation Service | Transmission |  | Provides management of physical asset envelope based on the ranking of the asset | [18 empty] | X | [13 empty] | US
| asset security monitoring |  |  |  | Service | Conceptual |  | Automation Service | Transmission |  | Monitors for breaches in the physical environment of the grid | [18 empty] | X | [13 empty] | US
| Association Management |  |  |  | Service | Conceptual |  | Automation Service | Cross-cutting |  | A service threat controls the hierarchy of associations | [18 empty] | X | [13 empty] | US
| Attestation Service |  |  |  | Service | Conceptual |  | Automation Service | Cross-cutting |  | A service that provides assurance claims | [18 empty] | X | [13 empty] | US
| Audit data collector |  |  |  | Service | Conceptual |  | Automation Service | Distribution |  | This service provides the retreival, retention and presentment of historical system audit data for audit reporting. Data is time stamped, archived and deleted per audit criteria. | [18 empty] | X | [13 empty] | US
| Audit Management |  |  |  | Service | Conceptual |  | Automation Service | Cross-cutting |  | A service that controls all operational aspects of Auditing | [18 empty] | X | [13 empty] | US
| Audit trail management: |  |  |  | Service | Conceptual |  | Business Service | Distribution |  | This service provides the retrieval and reports necessary to provide an audit trail for system event reporting. | [18 empty] | X | [13 empty] | US
| Auditing |  |  |  | Service | Conceptual |  | Automation Service | Customer |  | A service that tracks the configuration of entitiies | [18 empty] | X | [13 empty] | US
| Authenticate user |  |  |  | Service | Conceptual |  | Business Service | Operations |  | Confirm the identity of the user | [18 empty] | X | [13 empty] | US
h | Authentication |  |  |  | Service | Conceptual |  | Automation Service | Cross-cutting |  | A service that validates the authenticity of an entity | [18 empty] | X | [13 empty] | US
h | Authentication |  |  |  | Service | Conceptual |  | Automation Service | Operations |  | A service that determines whether an entity is allowed to perform a particular activity | [18 empty] | X | [13 empty] | US
| Authentication Management |  |  |  | Service | Conceptual |  | Business Service | Cross-cutting |  | This service manages authentication processes | [18 empty] | X | [13 empty] | US
| Authorization |  |  |  | Service | Conceptual |  | Automation Service | Cross-cutting |  | A service that determines whether an entity is allow to perform a particular activity | [18 empty] | X | [13 empty] | US
| Automated Restart |  |  |  | Service | Conceptual |  | Automation Service | Operations |  | Provide a mechanism to automatically restart key facilities based on remote commands | [18 empty] | X | [13 empty] | US
| Automated Service Restoration: |  |  |  | Service | Conceptual |  | Business Service | Distribution |  | This service manages automated service restoration functions. Measurement of this service would follow accepted indicies on system restoration performance. | [18 empty] | X | [13 empty] | US
| Availability Service |  |  |  | Service | Conceptual |  | Automation Service | Cross-cutting |  | A service which maintains entity availability | [18 empty] | X | [13 empty] | US
| Back Office Systems | NR: Metering/Billing /Utility Back Office |  |  | Actor | Logical |  | Application | Operations |  | Applications which support the admistrative support for the utility or Service Provider. These applcations usually include customer billing, general ledger & accounting | system actor | multiple | [10 empty] | X | [19 empty] | US | X
| background investigation service |  |  |  | Service | Conceptual |  | Automation Service | Market |  | provides a compilation of information from various sources on the background of the entity | [18 empty] | X | [13 empty] | US
| Backhaul WAN |  |  |  | Actor | Logical |  | Facility | Operations |  | Backhaul Wide-Area Networks (WAN) provides the telcommuncations facilities from edge devices to the Grid Operations Core Network (LAN) eitherdirectly or via a WAN. These edge devices include Substation, Field Automation Networks(FAN), Supervisory Control And Data Acquisition (SCADA) devices, dvanced Meter Infrastructure (AMI) networks, Distributed Generation Resources, etc. A backhaul WAN may be owned by a utility and/or managed by a telecom/cable Service Provider. It may be wireless, wireline, cable or fibre. |  | multiple | function/ service | [11 empty] | X | [17 empty] | US | X
| balance phases |  |  |  | Service | Conceptual |  | Business Service | Transmission |  | maintain the energy balance from one phase to another phase | [18 empty] | X | [13 empty] | US
| Balance Responsible Party |  |  |  | Role | [5 empty] | A party that has a contract proving financial security and identifying balance responsibility with the imbalance settlement responsible of the market balance area entitling the party to operate in the market. This is the only role allowing a party to buy or sell energy on a wholesale level. Additional information: The meaning of the word "balance" in this context signifies that the quantity contracted to provide or to consume must be equal to the quantity really provided or consumed. Such a party is often owned by a number of market players. Equivalent to "Program responsible party" in the Netherlands.Equivalent to "Balance responsible group" in Germany. Equivalent to "market agent" in Spain. | [21 empty] | X | [9 empty] | ENTSO-E Role model | EU
h | Balance Supplier |  |  |  | Role | Conceptual |  | Organization | Market |  | A party that markets the difference between actual metered energy consumption and the energy bought with firm energy contracts by the party connected to the grid. In addition the balance supplier markets any difference with the firm energy contract (of the party connected to the grid) and the metered production. | role | balance supplier | [8 empty] | X | X | [5 empty] | X | [14 empty] | US | X
h | Balance Supplier |  |  |  | Role | [5 empty] | A party that markets the difference between actual metered energy consumption and the energy bought with firm energy contracts by the party connected to the grid. In addition the balance supplier markets any difference with the firm energy contract (of the party connected to the grid) and the metered production. Additional information: There is only one balance supplier for each metering point. | [21 empty] | X | [9 empty] | ENTSO-E Role model | EU
| balance system |  |  |  | Service | Conceptual |  | Business Service | Bulk Generation |  | provide a mechanism to respond to changes in the supply-load equation that will maintain the system within compliance limits | [18 empty] | X | [13 empty] | US
| Balancing Authority | Balance Responsible Party |  |  | Role | Conceptual | Manager | Organization | Market | Enterprise | Ensures the supply of electricity corresponds to the anticipated consumption of electricity during a given time period and financially regulates any imbalance that arises. THIS NEEDS UPDATE (USE NERC DEFN) | role | balance responsible party | [14 empty] | X | [15 empty] | US | X | p
| Balancing Authority (market) | [29 empty] | X | [11 empty] | Lvl 5 Trans. And Market |  |  | DER
| Battery energy storage | [29 empty] | X | [11 empty] | Lvl 1 DER |  |  | DER | X
| Battery Service Operator |  |  |  | Role | [5 empty] | A party that operates the service for the battery of an electric vehicle that may include the battery rental. The Battery Service Operator will manage the compromise of usage of the battery between an usage for mobility and an usage for electricity or grid management services. A Battery Service Operator could subscribe to different services like electricity charging services to an Area Energy Service Operator or Energy (e-Mobility) Service Operator. The links with these Energy Operators have not been shown on the diagram only for readability reason. Additional information: a Battery Service Operator could be considered as an Aggregator for the usage of the battery | [22 empty] | X | [8 empty] | AhG Charging | EU |  | p | X
| bilateral clearing support service |  |  |  | Service | Conceptual |  | Automation Service | Market |  | Provides financial clearing of bilateral trades between market participants | [18 empty] | X | [13 empty] | US
| bill management |  |  |  | Service | Conceptual |  | Automation Service | Service Provider |  | This services provides a full range of invoicing services. Request bill, respond with bill, pay bill, manage billing parameters | [18 empty] | X | [13 empty] | US
| Billing |  |  |  | Service | Conceptual |  | Application | Service Provider | Enterprise | Dept that calculates and produces consolidated customer bills, usually allows customer access via Customer Portal. |  |  | function/ service | X | [6 empty] | X |  | X | [19 empty] | US | X
| Billing Agent |  |  |  | Role | [5 empty] | The party responsible for invoicing a concerned party. Note: This role has been introduced into the role model in order to underline the fact that the Imbalance settlement responsible has not the responsibility to invoice. However this role is not specific to the settlement process and may be used in other processes as required | [21 empty] | X | [9 empty] | ENTSO-E Role model | EU
| Billing Application | NISTIR7628: Metering/Billing/Back Office |  |  | Actor | Logical |  | Application |  |  | Abstraction of an automated billing appication | [12 empty] | X | [19 empty] | US | X
| billing services |  |  |  | Service | Conceptual |  | Business Service | Service Provider |  | provide accurate billing data to customers in a timely manner | [18 empty] | X | [13 empty] | US
| Biomass Facility |  |  |  | Actor | Logical |  | Device | Generation |  | Power plant that produces electricity by using biomass. Biomass includes usually refers to using methane gas produced by landfills, farm lots as fuel for the power generation facility. | [9 empty] | X | [22 empty] | US | X | 1 | X
| Biomass plant | [29 empty] | X | [11 empty] | Lvl 1 DER |  |  | DER | X
| Black start system initiation coordination |  |  |  | Service | Conceptual |  | Automation Service | Operations |  | Provide a mechanism to start key generation resources when power is out in that area of the grid | [18 empty] | X | [13 empty] | US
| Blackout simulator |  |  |  | Service | Conceptual |  | Automation Service | Operations |  | Provides what-if scenarios which could lead to system-wide failures | [18 empty] | X | [13 empty] | US
| Block energy supplier |  |  |  | Role | [5 empty] | A party that is selling energy on a firm basis (a fixed volume per market time period) | [21 empty] | X | [9 empty] | ENTSO-E Role model | EU
| Building Automation System | RM: Customer EMS, AMI/Customer EMS; CM: 1) Customer Energy Management System and 2) Building Automation ; NR: Customer Energy Management System; E: Energy Management System; EU: Building Energy Management Systems (BEM) | BAS | BAS | Actor | Logical |  | Application | Customer |  | The Building Automation System (BAS), also commonly referred to as a Customer Energy Management System (EMS), controls the premise's electrical devices and provides status information. Building automation systems can be used to allow users to make automated or manual decisions to control energy consumption more efficiently. Through the meter or gateway interface the BAS receives pricing and other signals for managing the building’s systems, including heating and cooling systems, lighting, DER, electric storage, PHEVs and appliances. The BAS may be a utility subscription service, a 3rd party offered service, a consumer specified policy, a consumer owned device, or a manual control by the utility or consumer. | system actor | consumer |  |  |  |  | X | X |  | X | X |  | X |  |  |  | X | [15 empty] | US | X | p | X
| Building DER EMS (BDEMS) | [9 empty] | System that manages the settings and dispatch of DER systems within a building | [19 empty] | X | [11 empty] | Lvl 2 FDEMS |  |  | DER | X
| Building Management |  |  |  | Service | Conceptual |  | Application | Service Provider |  | Service that monitors and controls building energy and which potentially responds to signals while minimizing impact on building occupants. |  |  | function/ service | [6 empty] | X | [22 empty] | US | X | p | X
| Building Management System |  |  |  | System | [5 empty] | A system consisting of several decentralized controllers and a centralized management system to monitor and control the heating, ventilation, air conditioning, light and other facilities within a building. | [31 empty] | SG3 | EU |  | p | X
| Building operator |  |  |  | Role | [5 empty] | A consumer of electricity which is a private or business building, may also be involved in contract-based Demand/Response. | [28 empty] | X |  |  | near to EG3 | EU |  | p
| bundle services |  |  |  | Service | Conceptual |  | Business Service | Service Provider |  | aggregate various services into metaservice | [18 empty] | X | [13 empty] | US
| business case analysis service |  |  |  | Service | Conceptual |  | Automation Service | Bulk Generation |  | Provide a service to analyze business case results from creation to completion | [18 empty] | X | [13 empty] | US
d | Business Entity |  |  |  | Actor | Conceptual |  | Organization | Market |  | The wholesale or retail entity that interacts with other entities in its market. | business actor | Multiple ? | [9 empty] | X | [20 empty] | US | X |  |  | There are several entities that more concisely describe this concept - this should show up as a column B item for traceability
| Business Planning and Reporting |  |  |  | Service | Conceptual |  | Application | Operations |  | These actors perform strategic business modeling, manpower planning, reporting, account management, and both assess and report on risk, performance and business impact. |  |  | function | [6 empty] | X | [22 empty] | US | X
| buy energy |  |  |  | Service | Conceptual |  | Business Service | Service Provider |  | services that enable buying energy | [18 empty] | X | [13 empty] | US
| calibrate measurement system |  |  |  | Service | Conceptual |  | Automation Service | Service Provider |  | adjust customer measurement system within specifications | [18 empty] | X | [13 empty] | US
| Calibration |  |  |  | Service | Conceptual |  | Automation Service | Cross-cutting |  | A service that calibrates the performance of an entity | [18 empty] | X | [13 empty] | US
| Call Taker |  |  |  | Person | [5 empty] | These actors perform strategic business modeling, manpower planning, reporting, account management, and both assess and report on risk, performance and business impact | [23 empty] | X | [7 empty] | 61968-IRM | EU
| Campus |  |  |  | Actor | Logical | ? | Facility | Cross Cutting | Enterprise | Set of co-located grounds and buildings operated by an entity such as a corporation. Examples include, industrial parks, universities and corporate business parks,and supporting physical infrastructures | [9 empty] | X | [8 empty] | X | [13 empty] | US | X | p | X
| Cancelation |  |  |  | Service | Conceptual |  | Automation Service | Customer |  | A service that supports canceling automated actions. | [18 empty] | X | [13 empty] | US
| Capability Managey |  |  |  | Service | Conceptual |  | Business Service | Customer |  | Find all available capabilities | [18 empty] | X | [13 empty] | US
| Capacitor Bank |  |  |  | Actor | Logical |  | Device | Distribution |  | Control voltage by minimizing voltage drops and absorbing line spikes. They also provide Volt/VAR control compensating for VAR losses for large inductive loads. | system actor | grid operator | [7 empty] | X | [22 empty] | US | X
| Capacity Products Support Service |  |  |  | Service | Conceptual |  | Automation Service | Market |  | Provides the supporting services to allow the development of market products that encourages adequate energy capacity | [18 empty] | X | [13 empty] | US
| Capacity Trader |  |  |  | Role | [5 empty] | A party that has a contract to participate in the capacity market to acquire capacity through a Transmission Capacity Allocator. Note: The capacity may be acquired on behalf of an Interconnection Trade Responsible or for sale on secondarycapacity markets. | [21 empty] | X | [9 empty] | ENTSO-E Role model | EU
h | CEM |  |  |  | - | [5 empty] | - | [26 empty] | X |  |  |  |  | Smart Home/Commercial/Industrial/DR-Customer EMS | EU
h | CEMS Customer Energy Management System |  |  |  | - | [5 empty] | - | [29 empty] | X | - |  | US
| CEMS-user |  |  |  | - | [5 empty] | 0 | [26 empty] | X |  |  | X | - |  | US
| Charge Service Provider, CSP |  |  |  | Role | [5 empty] | 0 | [26 empty] | X |  |  |  |  | Distribution Grid Management/Microgrid | EU
h | Charge Spot Area Owner |  |  |  | Role | [5 empty] | A party that owns the location in which the charge spots are installed. | [22 empty] | X | [8 empty] | AhG Charging | EU
h | Charge Spot Operator (CSO) |  |  |  | - | [5 empty] | 0 | [26 empty] | X |  |  | X | - |  | US
h | Charge Spot Operator, CSO |  |  |  | - | [5 empty] | Operates charging stations. Receives charge plans and is responsible for the execution of a charge plan.Other responsibilities: Authenticate or relay to CSP for authentication, negotiation of charging capabilities and finally executing charging service request within boundaries (grid capacity, RE/E-availability).Energy metering | [25 empty] | X | [5 empty] | GUC | EU
h | Charge Spot Operator, CSO |  |  |  | - | [5 empty] | Energy meteringc | [26 empty] | X |  |  |  |  | Distribution Grid Management/Microgrid | EU
h | Charge Spot Operator, CSO |  |  |  | - | [5 empty] | Energy meteringc | [29 empty] | X | - |  | US
h | Charging Spot, CS |  |  |  | - | [5 empty] | The connector from station to EV‟s | [25 empty] | X | [5 empty] | GUC | EU
h | Charging Spot, CS |  |  |  | - | [5 empty] | The connector from station to EVâ€™s | [26 empty] | X |  |  |  |  | Distribution Grid Management/Microgrid | EU
h | Charging Spot, CS |  |  |  | - | [5 empty] | The connector from station to EVâ€™s | [29 empty] | X | - |  | US
| check background |  |  |  | Service | Conceptual |  | Business Service | Market |  | Perform a background check on the participant | [18 empty] | X | [13 empty] | US
| check credit |  |  |  | Service | Conceptual |  | Business Service | Market |  | Confirm that the participant has enough credit to meet the requested transaction | [18 empty] | X | [13 empty] | US
| Check measurement system data accuracy |  |  |  | Service | Conceptual |  | Automation Service | Service Provider |  | Check measurement system data accuracy | [18 empty] | X | [13 empty] | US
| Circuit configuration |  |  |  | Service | Conceptual |  | Automation Service | Distribution |  | Provides the current distribution system configuration. | [18 empty] | X | [13 empty] | US
| Circuit device configuration |  |  |  | Service | Conceptual |  | Automation Service | Distribution |  | Specifys the necessary circuit device configuration required to perform load flow analysis. | [18 empty] | X | [13 empty] | US
h | Circuit device specifications |  |  |  | Service | Conceptual |  | Automation Service | Transmission |  | Provides the necessary circuit device specifications required to perform load flow analysis. | [18 empty] | X | [13 empty] | US
h | Circuit device specifications |  |  |  | Service | Conceptual |  | Automation Service | Distribution |  | Provides the necessary circuit device specifications required to perform load flow analysis. | [18 empty] | X | [13 empty] | US
| Circuit optimizer |  |  |  | Service | Conceptual |  | Automation Service | Transmission |  | Provides the automated device switching for optimal circuit load flow. | [18 empty] | X | [13 empty] | US
h | Circuit update collector |  |  |  | Service | Conceptual |  | Automation Service | Transmission |  | Collects and stores the circuit update information for an update in the field the transmission circuit connectivity map and spatial/geo asset information | [18 empty] | X | [13 empty] | US
h | Circuit update collector |  |  |  | Service | Conceptual |  | Automation Service | Distribution |  | This service collects and stores the circuit update information for an update in the field to a distribution circuit. | [18 empty] | X | [13 empty] | US
h | Circuit update detector |  |  |  | Service | Conceptual |  | Automation Service | Transmission |  | Detects field equipment and circuit updates including new equipment. This includes location-related attributes, functional capabilities and other spatial-physical asset information | [18 empty] | X | [13 empty] | US
h | Circuit update detector |  |  |  | Service | Conceptual |  | Automation Service | Distribution |  | This service detects an update in the field to a distribution circuit for the purpose of updating the system model | [18 empty] | X | [13 empty] | US
| Circuit voltage level adjustment |  |  |  | Service | Conceptual |  | Automation Service | Transmission |  | This service sends a calculated voltage level adjustment to a device in the circuit. | [18 empty] | X | [13 empty] | US
| Circuit voltage level adjustment |  |  |  | Service | Conceptual |  | Automation Service | Distribution |  | This service sends a calculated voltage level adjustment to a device in the distribution circuit. | [18 empty] | X | [13 empty] | US
| Classify data confidentiality |  |  |  | Service | Conceptual |  | Business Service | Cross-cutting |  | provide predetermined protocols for classifying data confidentiality into multiple levels | [18 empty] | X | [13 empty] | US
| Clear Market |  |  |  | Service | Conceptual |  | Business Service | Market |  | Identify the most econonically optimal schedule of resources while maintaining the security of the grid. | [18 empty] | X | [13 empty] | US
| clear trades |  |  |  | Service | Conceptual |  | Business Service | Market |  | Provide the ability to financially clear bi-lateral trades | [18 empty] | X | [13 empty] | US
| Clearing & Settlement Agent |  |  |  | Role | Conceptual |  | Organization | Market |  | Assumes liability for clearing and/or settlement of contracts and provides contractual counterparty within a Power Exchangse and Over the Counter (OTC) contracts. | role | Imbalance settlement responsible | [14 empty] | X | [15 empty] | US | X
h | Closed-Loop Controller |  |  |  | Application | [5 empty] | Control the grid, when RTSS detects contingency or anomalies that should be immediately be resolved. | [25 empty] | X | [5 empty] | GUC | EU
h | Closed-Loop Controller |  |  |  | Application | [5 empty] | 0 | [26 empty] | X |  |  |  |  | Bulk Generation | EU
| Coal Facility | CM: Coal; P: Fossil |  |  | Actor | Logical |  | Facility | Generation |  | Power plant that produces electricity steam by burning coal. They provide the most inexpensive method of producing power and are commonly for base-load and ancillary services. | [9 empty] | X |  |  |  |  | X | [17 empty] | US | X | 1
| Cogeneration |  |  |  | Role | Logical |  | Device | Customer |  | Devices which increase the efficiency of fuel by capturing and utilizing the both heat and power produced when the fuel is burned. Examples include combined cycle devices which utilize residual heat to generate additional electricity, topping cycle devices which use residual heat for heating or cooling, and bottom cycle processes which use waste heat to produce electricity. | role | producer | [7 empty] | X | [22 empty] | US | X | 1
| Combined Heat and Power (CHP) | [9 empty] | DER system whose primary purpose is creation of heat but can also provide electrical energy from the heat creation capability. In some circumstances, electrical energy is the primary purpose with heat as a secondary purpose | [19 empty] | X | [11 empty] | Lvl 1 DER |  |  | DER
| Commercial Customer |  |  |  | Actor | Logical |  | Organization | Customer |  | A business that receives electricity from the electric distribution system, with usage below the threshold set for industrial usage. | business actor | customer | [7 empty] | X | [22 empty] | US | X
| Commercial Vendor |  |  |  | Role | Conceptual | Role | Organization | Cross Cutting | Enterprise | Comercial venodrs that provide solutions, services, and equipment | [18 empty] | X | [11 empty] | X |  | US | X
| commmunicate DSM plan information to customer |  |  |  | Service | Conceptual |  | Business Service | Service Provider |  | Communicate system parameters as they relate to customer Demand side management programs to assist in decision making | [18 empty] | X | [13 empty] | US
| communicate emergencies |  |  |  | Service | Conceptual |  | Business Service | Transmission |  | maintain channel to stakeholders to for emergency information | [18 empty] | X | [13 empty] | US
| communicate price |  |  |  | Service | Conceptual |  | Business Service | Service Provider |  | communicate customer specific price of electricty informaiton to end customer | [18 empty] | X | [13 empty] | US
| Communication Management |  |  |  | Service | Conceptual |  | Automation Service | Cross-cutting |  | A service that manages configuration associated with the transportation of data | [18 empty] | X | [13 empty] | US
| Communication Management |  |  |  | Service | Conceptual |  | Automation Service | Cross-cutting |  | Provides the management of communication equipment | [18 empty] | X | [13 empty] | US
| Communication Method |  |  |  | Actor | Logical |  | Data | Operations |  | The method by which an object communicates with another object to instruct, measure or control. | ? | [10 empty] | X | [20 empty] | US | X
| Communication Networks | IE: Other Networks |  |  | Service | Logical |  | Facility | Cross Cutting | Communications | Wireline or wireless networks play a role in AMI, Distribution and Substation Automation, automation backhaul and EV roaming. This include Wireless Service Providers (WSP) now commonly used for AMI NANs, EV charging stations. | [14 empty] | X | [17 empty] | US | X
| Communication Nodes | [29 empty] | X | [11 empty] | Lvl 3 REP and ICT |  |  | DER
| Communication Performance Management |  |  |  | Service | Conceptual |  | Business Service | Cross-cutting |  | This service manages communication performance for smart grid systems | [18 empty] | X | [13 empty] | US
| Communication Performance Management |  |  |  | Service | Conceptual |  | Business Service | Cross-cutting |  | This service manages communication performance for smart grid systems | [18 empty] | X | [13 empty] | US
| Communication Service |  |  |  | Service | Conceptual |  | Automation Service | Cross-cutting |  | A service that transport data | [18 empty] | X | [13 empty] | US
| Communications Accounting Management |  |  |  | Service | Conceptual |  | Business Service | Cross-cutting |  | This service manages communications accounting for smart grid systems | [18 empty] | X | [13 empty] | US
| Communications Availability |  |  |  | Service | Conceptual |  | Business Service | Cross-cutting |  | This service manages the availability of communications with smart grid equipment | [18 empty] | X | [13 empty] | US
| Communications Configuration Management |  |  |  | Service | Conceptual |  | Business Service | Cross-cutting |  | This service manages communications configuration for smart grid systems | [18 empty] | X | [13 empty] | US
| Communications Continuity |  |  |  | Service | Conceptual |  | Business Service | Cross-cutting |  | This service manages the continuity of communications with smart grid equipment | [18 empty] | X | [13 empty] | US
| Communications Network |  |  |  | Actor | Logical |  | Facility | Operations | Monitor & Control Services/roles | The planning, operations and maintenance of all communications Network assets including cable, wire, fibre, routers, switches, wireless, etc required to support Operations. |  |  | function/ service | [6 empty] | X | [22 empty] | US | X
| Communications Network Operations |  |  |  | Service | Logical |  | Application | Operations |  | The planning, operations and maintenance of all communications |  |  | function/ service | [6 empty] | X | [22 empty] | US | X
| Communications Reliability |  |  |  | Service | Conceptual |  | Business Service | Cross-cutting |  | This service manages the reliability of communications with smart grid equipment | [18 empty] | X | [13 empty] | US
| Component manufacturer |  |  |  | Role | [32 empty] | X |  |  |  |  | Electric-transportation (ET) | EU
| Condition Based Maintenance: |  |  |  | Service | Conceptual |  | Business Service | Distribution |  | This service manages condition based maintenance for distribution field equipment. | [18 empty] | X | [13 empty] | US
| Condition Based Maintenance: |  |  |  | Service | Conceptual |  | Business Service | Distribution |  | This service manages condition based maintenance for distribution field equipment. | [18 empty] | X | [13 empty] | US
| Condition Indicator Support Service |  |  |  | Service | Conceptual |  | Automation Service | Market |  | Provide a support system to allow a visual indicator of the grid conditional status | [18 empty] | X | [13 empty] | US
| Condition support |  |  |  | Service | Conceptual |  | Automation Service | Operations |  | Provides a mechanism to determine the condition of the grid based on desired characteristics | [18 empty] | X | [13 empty] | US
| conduct grid planning |  |  |  | Service | Conceptual |  | Business Service | Transmission |  | create scenarios for future system sizing to support possible load changes | [18 empty] | X | [13 empty] | US
| conduct planning |  |  |  | Service | Conceptual |  | Business Service | Transmission |  | create scenarios for future system supply to support possible load changes | [18 empty] | X | [13 empty] | US
| conduct short term forecasts |  |  |  | Service | Conceptual |  | Business Service | Transmission |  | manage a set of near term projections for system use by location | [18 empty] | X | [13 empty] | US
| conduct short term forecasts |  |  |  | Service | Conceptual |  | Business Service | Transmission |  | manage a set of near term projections for system use by location | [18 empty] | X | [13 empty] | US
| Configuraiton Management |  |  |  | Service | Conceptual |  | Automation Service | Cross-cutting |  | A service that manages configurable elements of an entity | [18 empty] | X | [13 empty] | US
| configuration agent |  |  |  | Service | Conceptual |  | Automation Service | Operations |  | Provides a mechanism to maintain up-to-date configuration information on grid attached devices | [18 empty] | X | [13 empty] | US
| Configuration auditing |  |  |  | Service | Conceptual |  | Automation Service | Distribution |  | A service that tracks the configuration of entities in the Smart Grid. | [18 empty] | X | [13 empty] | US
h | Configuration Management |  |  |  | Service | Conceptual |  | Business Service | Customer |  | Manage configuration of the system. | [18 empty] | X | [13 empty] | US
h | Configuration Management |  |  |  | Service | Conceptual |  | Automation Service | Cross-cutting |  | A service that manages configurable elements of an entity | [18 empty] | X | [13 empty] | US
| configure device control parameters |  |  |  | Service | Conceptual |  | Automation Service | Operations |  | configure the parameters for controlling customer loads | [18 empty] | X | [13 empty] | US
| Construction |  | CON |  | Service | Conceptual |  | Organization | Operations |  | Examples of construction work include service installations, line extensions, and system betterment projects. |  | grid operator | function/ service | [14 empty] | X | [14 empty] | US | X
| Construction (MC-CON) |  |  |  | Application | [5 empty] | Examples of construction work include service installations, line extensions, and system betterment projects. | [23 empty] | X | [7 empty] | 61968-IRM | EU
h | Construction Supervision |  | CSP |  | Role | Logical |  | Application | Operations |  | Monitoring and management of construction work to minimize negative variances from planned costs, performance, and schedule. |  | grid operator | function/ service | [14 empty] | X | [14 empty] | US | X
h | Construction supervision (NE-CSP) |  |  |  | Application | [5 empty] | Monitoring and management of construction work to minimize negative variances from planned costs, performance, and schedule. | [23 empty] | X | [7 empty] | 61968-IRM | EU
h | Consumer |  |  |  | Role | [5 empty] | End user of electricity, gas, water or heat. NOTE: As the consumer can also generate energy using a Distributed Energy Resource, he is sometimes called the "Prosumer". | [21 empty] | X | [9 empty] | ENTSO-E Role model updated by SMCG | EU
h | Consumer |  |  |  | Role | [5 empty] | A party that consumes electricity. Additional information:This is a type of Party Connected to the Grid | [21 empty] | X | [9 empty] | ENTSO-E Role model | EU
h | Consumer |  |  |  | Role | [5 empty] | 0 | [26 empty] | X |  |  |  |  | Electric-transportation (ET) | EU
h | Consumer |  |  |  | Role | [5 empty] | A party that consumes electricity.Additional information:This is a Type of Party Connected to the Grid | [26 empty] | X |  |  |  |  | Distribution Grid Management/Microgrid | EU
h | Consumer |  |  |  | - | [5 empty] | 0 | [26 empty] | X |  |  | X | - |  | US
h | Consumer |  |  |  | Role | [5 empty] | A party that consumes electricity.Additional information:This is a Type of Party Connected to the Grid | [26 empty] | X |  |  | X | - |  | US
d | Consumption Response Method | This is a SOA Task? |  |  | Role | Conceptual |  | Application | Customer |  | A measurable action taken in response to an instruction to change consumption. | [11 empty] | X | [20 empty] | US | X
h | Consumption Responsible Party |  |  |  | Role | Conceptual |  | Role | Market |  | A party who can be brought to rights, legally and financially, for any imbalance between energy bought and consumed for all associated metering points. | role | consumption responsible party | [15 empty] | X | [14 empty] | US | X
h | Consumption Responsible Party |  |  |  | Role | [5 empty] | A party who can be brought to rights, legally and financially, for any imbalance between energy bought and consumed for all associated metering points. Additional information:This is a type of Balance Responsible Party | [21 empty] | X | [9 empty] | ENTSO-E Role model | EU
| Contingency Analysis |  |  |  | Service | Conceptual |  | Business Service | Operations |  | Calculate the impact of failures on the electrical power system | [18 empty] | X | [13 empty] | US
| Contingency Load Transfer: |  |  |  | Service | Conceptual |  | Business Service | Distribution |  | This service manages contingency load transfers. | [18 empty] | X | [13 empty] | US
| contingency operations support service |  |  |  | Service | Conceptual |  | Automation Service | Bulk Generation |  | Provide a platform to implement contingency scenarios when conditions require them | [18 empty] | X | [13 empty] | US
| contingency operations support service |  |  |  | Service | Conceptual |  | Automation Service | Bulk Generation |  | Provide a platform to implement contingency scenarios when conditions require them | [18 empty] | X | [13 empty] | US
h | Contingency Ranking |  |  |  | Service | Conceptual |  | Business Service | Distribution |  | This service models the distribution system to support multi-scenario simulations | [18 empty] | X | [13 empty] | US
h | Contingency ranking |  |  |  | Service | Conceptual |  | Automation Service | Distribution |  | Ranks system contingency options based on desired parameters for system operators. | [18 empty] | X | [13 empty] | US
h | Contract Management service |  |  |  | Service | Conceptual |  | Automation Service | Market |  | Provide a support platform to manage the execution of market participant contracts | [18 empty] | X | [13 empty] | US
h | Contract Management service |  |  |  | Service | Conceptual |  | Automation Service | Bulk Generation |  | Provide a support platform to manage the execution of market participant contracts | [18 empty] | X | [13 empty] | US
h | Control Area Operator |  |  |  | Role | Conceptual |  | Role | Operations |  | Responsible for : 1. The coordination of exchanges between its associated control blocks and the organisation of the coordination of exchange programs between its related control areas. 2. The load frequency control within its own block and ensuring that its control areas respect their obligations in respect to load frequency control and time deviation. 3. The organisation of the settlement and/or compensation between its control areas. | role | control area operator | [15 empty] | X | [14 empty] | US | X
h | Control Area Operator |  |  |  | Role | [5 empty] | Responsible for : 1. The coordination of exchange programs between its related market balance areas and for the exchanges between its associated control areas. 2. The load frequency control for its own area. 3. The coordination of the correction of time deviations. | [21 empty] | X | [9 empty] | ENTSO-E Role model | EU
| Control Block Operator |  |  |  | Role | [5 empty] | Responsible for : 1. The coordination of exchanges between its associated control blocks and the organisation of the coordination of exchange programs between its related control areas. 2. The load frequency control within its own block and ensuring that its control areas respect their obligations in respect to load frequency control and time deviation. 3. The organisation of the settlement and/or compensation between its control areas. | [21 empty] | X | [9 empty] | ENTSO-E Role model | EU
h | Control Center |  |  |  | System | [32 empty] | X |  |  |  |  | Distribution Grid Management/Microgrid | EU
h | Control Center |  |  |  | System | [32 empty] | X |  |  |  |  | Electric-transportation (ET) | EU
| Control Devices |  |  |  | Service | Conceptual |  | Automation Service | Service Provider |  | Communication attached to the grid to manage their operation cycle. | [18 empty] | X | [13 empty] | US
| control energy resources |  |  |  | Service | Conceptual |  | Business Service | Operations |  | Provide direct control of energy resources | [18 empty] | X | [13 empty] | US
| control energy sinks |  |  |  | Service | Conceptual |  | Business Service | Operations |  | Manage operation of grid connected load devices | [18 empty] | X | [13 empty] | US
h | control power flow |  |  |  | Service | Conceptual |  | Business Service | Operations |  | dynamically configure electrical power system to manage power flow to end-customer | [18 empty] | X | [13 empty] | US
h | control power flow |  |  |  | Service | Conceptual |  | Business Service | Operations |  | Manage the physical paths that energy can flow across | [18 empty] | X | [13 empty] | US
| Controllable Load |  |  |  | Role | Conceptual |  | Device | Customer |  | Devices whose electric usage can be varied in response to signals. Examples include air conditioners, industrial devices and water heaters. May be controlled by a Facility BAS, a Facility Gateway, though a Smart Meter (serving as a Facility Gateway), or other means such as direct communication of price. | system actor | consumer | [7 empty] | X | [22 empty] | US | X | 1 | X
| Coordinate generation to transmission capacity |  |  |  | Service | Conceptual |  | Automation Service | Operations |  | Service analyzes what generation assets shall be allowed to use transmission assets. Analyzation considers transmission capacity, generation/load location and contracts. These are compounded by congestion issues. | [18 empty] | X | [13 empty] | US
| Coordination Center Operator |  |  |  | Role | Conceptual |  | Role | Operations |  | Responsible for : 1. The coordination of exchange programs between its related control blocks and for the exchanges between its associated coordination center zones. 2. Ensuring that its control blocks respect their obligations in respect to load frequency control. 3. Calculating the time deviation in cooperation with the associated coordination centers. 4. Carrying out the settlement and/or compensation between its control blocks and against the other coordination center zones | business actor | control area operator | [15 empty] | X | [14 empty] | US | X
| Coordination Center Operator |  |  |  | Role | [5 empty] | Responsible for : 1. The coordination of exchange programs between its related control blocks and for the exchanges between its associated coordination center zones. 2. Ensuring that its control blocks respect their obligations in respect to load frequency control. 3. Calculating the time deviation in cooperation with the associated coordination centers. 4. Carrying out the settlement and/or compensation between its control blocks and against the other coordination center zones | [21 empty] | X | [9 empty] | ENTSO-E Role model | EU
| Coordination support |  |  |  | Service | Conceptual |  | Automation Service | Operations |  | Provide a mechanism to support the sharing of operational information between control areas | [18 empty] | X | [13 empty] | US
| Corrective action |  |  |  | Service | Conceptual |  | Automation Service | Distribution |  | Action taken by field crew investigations to resolve distribution system failures. | [18 empty] | X | [13 empty] | US
| Correlate Events |  |  |  | Service | Conceptual |  | Business Service | Market |  | Predict future events by analyzing current patterns | [18 empty] | X | [13 empty] | US
| create long term forecasts |  |  |  | Service | Conceptual |  | Business Service | Transmission |  | maintain a set of simulations that can provide future loading projections on the system | [18 empty] | X | [13 empty] | US
| credit check service |  |  |  | Service | Conceptual |  | Automation Service | Market |  | Provides a service to automatically update the credit status of any trading entity | [18 empty] | X | [13 empty] | US
| Critical Data Security |  |  |  | Service | Conceptual |  | Business Service | Cross-cutting |  | This service manages the security of critical smart grid data | [18 empty] | X | [13 empty] | US
| Critical Load | [9 empty] | Loads within a Local EPS having the highest priority of service. These loads are served at the expense of all other loads. | [19 empty] | X | [11 empty] | Lvl 1 DER |  |  | DER
| Critical Loads |  |  |  | Role | Conceptual |  | Device ? | Customer |  | Individual loads deemed to be critical to the operation of the facility or process. | system actor | consumer | [13 empty] | X | [16 empty] | US | X | p
| cross market trade |  |  |  | Service | Conceptual |  | Business Service | Market |  | Provide the ability to trade energy products between markets | [18 empty] | X | [13 empty] | US
h | Current flow imbalance calculator |  |  |  | Service | Conceptual |  | Automation Service | Transmission |  | Provides calculated phase current imbalance data at the circuit or sectional area. | [18 empty] | X | [13 empty] | US
h | Current flow imbalance calculator |  |  |  | Service | Conceptual |  | Automation Service | Transmission |  | Provides calculated phase current imbalance data at the distribution circuit or sectional area. | [18 empty] | X | [13 empty] | US
h | Current flow imbalance calculator |  |  |  | Service | Conceptual |  | Automation Service | Distribution |  | Provides calculated phase current imbalance data at the circuit or sectional area. | [18 empty] | X | [13 empty] | US
h | Customer |  |  |  | Role | Conceptual |  | Organization | Customer |  |  | role | customer | [7 empty] | X | [22 empty] | US | X
h | Customer |  |  |  | - | [5 empty] | 0 | [26 empty] | X |  |  | X | - |  | US
| Customer Data Storage |  |  |  | Service | Conceptual |  | Business Service | Customer |  | Retains historical energy data | [18 empty] | X | [13 empty] | US
| Customer Device | NR: Customer Appliances & Equipmen;, RM: 1) Customer appliances, DER, PEV, and 2) Electric Storage HAN Device or Smart Appliance; E: Intelligent End Point |  |  | Role | Conceptual |  | Device ? | Customer |  | Household devices that can react to remote management, whether to price, grid integrity, or other energy management signaling. May be controlled by a Facility Building Automation System (BAS), a Facility Gateway, though a Smart Meter (serving as a Facility Gateway), or other means such as direct communication of price or other information. Communication to the device might be via a Home-Area Network or other means. | system actor | consumer |  |  |  | X |  | X |  | X |  |  | X |  |  | X | [16 empty] | US | X
h | Customer Energy Management System |  |  |  | System | [5 empty] | Energy management system for energy customers to optimize the utilization of energy according to supply contracts or other economical targets. Is responsible for gathering flexibilities within the customer premises and providing them to an aggregator, and therefore does not directly participate in flexibility markets | [24 empty] | X | [6 empty] | SG3 | EU
h | customer Energy Management System ( CEMS) |  |  |  | - | [5 empty] | 0 | [26 empty] | X |  |  | X | - |  | US
h | Customer Energy Management System (CEMS) |  |  |  | - | [5 empty] | In this usecase, the CEMS functionality is a part of the SGCP | [26 empty] | X |  |  |  |  | Smart Home/Commercial/Industrial/DR-Customer EMS | EU
h | Customer Energy Management System (CEMS) |  |  |  | - | [5 empty] | In this usecase, the CEMS functionality is a part of the SGCP | [26 empty] | X |  |  |  |  | Smart Home/Commercial/Industrial/DR-Customer EMS | EU
h | Customer Energy Manager (CEM) |  |  |  | - | [5 empty] | The CEM is a logical function optimizing energy consumption and or production based on signals received from the grid, consumer‟s settings and contracts, and devices minimum performance standards. The Customer Energy Manager collects messages sent to and received from connected devices; especially the inhome/building sector has to be mentioned. It can handle general or dedicated load and generation management commands and then forwards these to the connected devices. It provides vice versa information towards the “grid / market”. Note that multiple loads/generation resources can be combined in the CEM to be mutually controlled. When the CEM is integrated with communication functionalities it is called a Customer Energy Management System or CEMS. | [25 empty] | X | [5 empty] | GUC | EU
h | Customer Energy Manager (CEM) |  |  |  | - | [5 empty] | The CEM is a logical function optimising energy consumption and or production based on signals received from the grid, consumerâ€™s settings and contracts, and devices minimum performance standards. The Customer Energy Manager collects messages sent to and received from connected devices; especially the in-home/building sector has to be mentioned. It can handle general or dedicated load and generation management commands and then forwards these to the connected devices. It provides vice versa information towards the â€œgrid / marketâ€. Note that multiple loads/generation resources can be combined in the CEM to be mutually controlled. When the CEM is integrated with communication functionalities it is called a Customer Energy Management System or CEMS. | [26 empty] | X |  |  | X | - |  | US
| Customer Group |  |  |  | Service | Conceptual |  | Automation Service | Service Provider |  | Provides Aggregated customer groups | [18 empty] | X | [13 empty] | US
| Customer Group Notification |  |  |  | Service | Conceptual |  | Automation Service | Service Provider |  | This service provides a communication channel to a set of aggregated customers | [18 empty] | X | [13 empty] | US
h | Customer Information System | CM 1) :Third Party Customer Information System & 2) Utility Managed Customer Information System | CIS | CIS | Actor | Logical |  | Application | Service Provider |  | The CIS application provides Customer status information necessary to support Demand/Response programs, outage/restoration and usage information. The CIS provides the usage information for Billing. Optionally, CIS includes other functions including outage management, spatial information and Meter Data Managment System (MDMS) functions. CIS contains customer load data which is estimated for each nodal location on a feeder to provide load shapes for different load categories. The CIS fucntion can reside either with a Service Provider or a utility (which fulfills that role, notably when there aren't any third-parties in the service territory) | system actor | billing agent |  | X | [5 empty] | X |  |  | X | [19 empty] | US | X
h | Customer Information System |  |  |  | System | [5 empty] | System or application which maintains all needed information for energy customers. Typically associated with call center software to provide customer services like hot-line etc. | [24 empty] | X | [6 empty] | SG3 | EU
h | Customer Information System (CIS) | [9 empty] | System with customer information, including personal information, billing information, customer profile information, etc. | [31 empty] | Lvl 4 DSO |  |  | DER
| Customer Management |  |  |  | Service | Conceptual |  | Application | Service Provider |  | Utility function that manages customer relationships by providing point-of-contact (PoC) and resolution for customer issues and problems. |  |  | function/ service | [6 empty] | X | [22 empty] | US | X
| Customer Meter | E: Metering Equipment |  |  | Actor | Physical |  | Device | Customer | Process | Meters are devices which measure the amount of electricity used at a particular site. They are typically located at the customer facility and owned by the distributor (eg: utility) or retail provider. |  |  |  | X | X |  |  | X | X | X | X | X | X | [19 empty] | US | X
h | Customer Portal | RM: Web Site |  |  | Service | Logical |  | Application | Operations |  | Internet website so Customers can access their energy and cost information online, enrollment in prepayment electric services and enablement of third party monitoring and control of customer equipment. | system actor | billing agent |  | X | [8 empty] | X | [19 empty] | US | X
h | Customer Portal |  |  |  | Application | [5 empty] | Web-server application which allows utility customers to register and login to retrieve information about their tariffs, consumption and other information | [24 empty] | X | [6 empty] | SG3 | EU
| Customer Power Quality Information Management: |  |  |  | Service | Conceptual |  | Business Service | Distribution |  | This service manages power quality information available from within customer sites throughout the distribution system. | [18 empty] | X | [13 empty] | US
| Customer Premise Network | CM: Customer Equipment |  |  | Service | Logical |  | Facility | Customer |  | Customer Premise Networks support communcations between the various other actors found on a customer premise (eg: Appliances, Thermostats, Energy Management Systems); They are also known as Home Area Networks (HAN), Industrial Area Networks (IAN), Building Area Networks (BAN) and Customer Area Networks (CAN) |  |  | function/ service | [11 empty] | X | [17 empty] | US | X
| Customer service (CS-CSRV) |  |  |  | Application | [5 empty] | This function set covers the different aspects related to customer interfaces required for operation and commercial purposes. | [23 empty] | X | [7 empty] | 61968-IRM | EU
| Customer Service Representative |  | CSR | CSR | Role | Conceptual |  | Person | Service Provider |  | Customer service provided by a person (e.g., sales and service representative), or by automated means called self-service (e.g., Interactive Voice Response (IVR)). | business actor | billing agent ? | [10 empty] | X | [19 empty] | US | X
| Customer Substation |  |  |  | Actor | Logical |  | Facility | Customer |  | Transmission or distribution substation located at the customer facilty to set-down power wiithin the customer facilty. Contains infrastructre to control/monitor and protect the distribution grid. | system actor | grid operator | [11 empty] | X |  |  |  | X | [14 empty] | US | X
h | Customer Support |  |  |  | Role | Conceptual |  | Application | Operations |  | Customer Support actors help customers to purchase, provision,schedule instalationl, troubleshoot power system services, and relay/record customer trouble reports. | business actor | billing agent ? | [7 empty] | X | [22 empty] | US | X
h | Customer Support (CS) |  |  |  | System | [5 empty] | Customer Support actors help customers to purchase, provision, schedule installation, troubleshoot power system services, and relay/record customer trouble reports. | [23 empty] | X | [7 empty] | 61968-IRM | EU
h | Data Aggregator |  |  |  | System | [5 empty] | Devices, which are intermediate machines in a communication network, can aggregate the same timing data from field sensing devices. | [25 empty] | X | [5 empty] | GUC | EU
h | Data Aggregator |  |  |  | System | [5 empty] | - | [26 empty] | X |  |  |  |  | Bulk Generation | EU
| Data Dissementation |  |  |  | Service | Conceptual |  | Automation Service | Cross-cutting |  | A service that distributes data to entities within the domain | [18 empty] | X | [13 empty] | US
| Data Integrity |  |  |  | Service | Conceptual |  | Automation Service | Cross-cutting |  | A service which prevents the unauthorized modification of data | [18 empty] | X | [13 empty] | US
| DC EPS | [9 empty] | A Local EPS that operates direct current | [19 empty] | X | [11 empty] | Lvl 0 EPS |  |  | DER
| DC Loads | NR: Load Management Systems/Demand Response Management System |  |  | Actor | Logical |  |  | Customer |  | Loads at customer site using DC equipment. | system actor | customer | [12 empty] | X | [17 empty] | US | X
| Define Transmission Capacity |  |  |  | Service | Conceptual |  | Business Service | Operations |  | Define the dynamic safe operating limits of the transmission system | [18 empty] | X | [13 empty] | US
| delivery capability service |  |  |  | Service | Conceptual |  | Automation Service | Market |  | Gathers data to determine if the participant has the ability to deliver their physical commitments | [18 empty] | X | [13 empty] | US
| Demand forecast |  |  |  | Service | Conceptual |  | Business Service | Operations |  | Provide forecast of demand over multiple near term time periods | [18 empty] | X | [13 empty] | US
| Demand Forecast Support |  |  |  | Service | Conceptual |  | Automation Service | Operations |  | Provides a mechanism to forecast demand | [18 empty] | X | [13 empty] | US
| Demand Management |  | DRMS | DRMS | Service | Conceptual |  | Application | Operations |  | DR issues pricing or other signals to appliances and equipment at customer locations in order to request customers (or their pre-programmed systems) to decrease or increase their loads in response to the signals. Needs to be crisper description - Ron Cunningham to do |  |  | function/ service | [9 empty] | X | [19 empty] | US | X | 1
| Demand Response (DR) Pricing Schedule | [9 empty] | Schedule provided by REPs, DSOs, TSO, and others to indicate contractual and/or forecast prices for energy and ancillary services during specific time periods | [19 empty] | X | [11 empty] | Lvl 5 Trans. And Market |  |  | DER
| Demand Response (DR) System | [9 empty] | System providing demand response pricing information for different energy products during different time frames | [19 empty] | X | [11 empty] | Lvl 5 Trans. And Market |  |  | DER
| Demand Response Auditor |  |  |  | Service | Conceptual |  | Automation Service | Operations |  | Provides sensor data that confirms the operation of enrolled equipment in a demand response situation | [18 empty] | X | [13 empty] | US
| Demand Response Management System |  |  |  | System | [5 empty] | a system or an application which maintains the control of many load devices to curtail their energy consumption in response to energy shortages or high energy prices. | [31 empty] | SG3 | EU
| Demand Response Management System |  | DRMS | DRMS | Actor | Logical |  | Application | Operations |  | DRMS issues pricing or other signals to appliances and equipment at customer locations in order to request customers (or their pre-programmed systems) to decrease or increase their loads in response to the signals. | system actor | D/R market operator | [10 empty] | X | [19 empty] | US | X | 1
d | Demand Response Objects |  |  |  | NA Actor | Conceptual |  | Data | Distribution |  | Physical and logical types of demand response resource objects. - Refer to NAESB for help - is this is a object model - call Marty Burns | [11 empty] | X | [20 empty] | US | X
| Demand Response Provider |  |  |  | Actor | Logical |  | Organization | Service Provider |  | A service provider that either serves as an aggregator or otherwise provides distribution of Demand/Response (DR) signals. | role | D/R market operator | [7 empty] | X | [22 empty] | US | X | 1
| Demand Response Service Provider |  |  |  | Role | Conceptual |  | Organization | Service Provider |  | A Demand Response (DR) Service Provider may serve as an aggregator (in the Market domain), or otherwise provide distribution of DR signals. | role | D/R market operator | [5 empty] | X | [24 empty] | US | X | 1
| Demand Response Support service |  |  |  | Service | Conceptual |  | Automation Service | Operations |  | Provides a mechanism to support demand response management | [18 empty] | X | [13 empty] | US
| Demand/Response Load Shedding execution |  |  |  | Service | Conceptual |  | Automation Service | Transmission |  | Shed load according load status, to circuit and contact analysis | [18 empty] | X | [13 empty] | US
| Demand/Response Load Shedding execution |  |  |  | Service | Conceptual |  | Automation Service | Transmission |  | Shed load according load status, to circuit and contact analysis | [18 empty] | X | [13 empty] | US
| Demand/Response Status |  |  |  | Service | Conceptual |  | Automation Service | Transmission |  | Provides status of Demand/Response resources per programme requirements | [18 empty] | X | [13 empty] | US
| Demand/Response Status |  |  |  | Service | Conceptual |  | Automation Service | Transmission |  | Provides status of Demand/Response resources per programme requirements | [18 empty] | X | [13 empty] | US
| Denial of Service Mitigation |  |  |  | Service | Conceptual |  | Business Service | Cross-cutting |  | This service provides mitigation against Denial of Service attacks. | [18 empty] | X | [13 empty] | US
| Deployment |  |  |  | Service | Conceptual |  | Automation Service | Customer |  | A service that deploys configuration to entities | [18 empty] | X | [13 empty] | US
| Deployment Management |  |  |  | Service | Conceptual |  | Business Service | Customer |  | Manage ongoing revision of the system. | [18 empty] | X | [13 empty] | US
h | DER |  |  |  | - | [5 empty] | Generic Distributed Energy Resource - "DER devices are generation and energy storage systems that are connected to a power distribution system" | [25 empty] | X | [5 empty] | GUC | EU |  | p | X
h | DER |  |  |  | - | [32 empty] | X |  |  |  |  | Distribution Grid Management/Microgrid | EU |  | p | X
h | DER |  |  |  | - | [32 empty] | X |  |  | X | - |  | US |  | p | X
| DER Controllable Load (generic) | [9 empty] | DER that consists primarily of a load that is allowed to be modified based on operating conditions, tariffs, contracts, or other criteria | [19 empty] | X | [11 empty] | Lvl 1 DER |  |  | DER | X
| DER Controller (generic) | [9 empty] | Controller of DER unit | [19 empty] | X | [11 empty] | Lvl 1 DER |  |  | DER | X
| DER detector |  |  |  | Service | Conceptual |  | Automation Service | Distribution |  | Provides a near real-time view of the available DER on the distribution grid. | [18 empty] | X | [13 empty] | US |  | p
| DER Generating Unit (generic) | [9 empty] | DER unit that includes generation of electrical energy | [19 empty] | X | [11 empty] | Lvl 1 DER |  |  | DER | X
| DER Log | [9 empty] | Log of significant events and alarms for use in market settlements, operational analysis, and other audit purposes | [19 empty] | X | [11 empty] | Lvl 1 DER |  |  | DER | X
| DER Management |  |  |  | Service | Conceptual |  | Automation Service | Operations |  | Provides a mechanism to integrate DER into the operation of the grid | [18 empty] | X | [13 empty] | US |  | p
h | DER Management System |  |  |  | System | [5 empty] | which provides applications to monitor and control a set of DER | [31 empty] | 0 | EU |  | p | X
h | DER Management System (DER-MS) (generic) | [9 empty] | System that manages the settings and dispatch of DER systems | [19 empty] | X | [11 empty] | Lvl 2 FDEMS |  |  | DER | X
| DER Meter | [9 empty] | Meter that records the energy produced within specified time periods, energy used within specified time periods for DER charging of storage, and demand curves of DER generation and storage over time | [19 empty] | X | [11 empty] | Lvl 1 DER |  |  | DER
| DER operation |  |  |  | Service | Conceptual |  | Automation Service | Distribution |  | Provides near real-time control signals to DER devices on the distribution grid. | [18 empty] | X | [13 empty] | US |  | p | X
| DER Operator (generic) | [9 empty] | Responsible party for operational aspects of the facilities and their DER systems (generation, storage, and controllable load) | [19 empty] | X | [11 empty] | Lvl 2 FDEMS |  |  | DER | X
| DER Owner (generic) | [9 empty] | Responsible party for market and financial decisions and contracts related to the facilities and their DER systems (generation, storage, and controllable load) | [19 empty] | X | [11 empty] | Lvl 2 FDEMS |  |  | DER
| DER Protection Function | [9 empty] | Safety-related function to prevent harm to personnel, the DER system, and/or other electrical equipment | [19 empty] | X | [11 empty] | Lvl 1 DER |  |  | DER
| DER resource availability |  |  |  | Service | Conceptual |  | Automation Service | Transmission |  | Provides the interaction between DER requirements, asset capability and contracts for scheduling | [18 empty] | X | [13 empty] | US |  | p | X
| DER resource availability |  |  |  | Service | Conceptual |  | Automation Service | Transmission |  | Provides the interaction between energy storage requirements, asset capability and contracts for scheduling | [18 empty] | X | [13 empty] | US |  | p | X
| DER Storage Unit (generic) | [9 empty] | DER unit that includes energy storage that can be converted to electrical energy | [19 empty] | X | [11 empty] | Lvl 1 DER |  |  | DER | X
h | DER Support services |  |  |  | Service | Conceptual |  | Automation Service | Transmission |  | Provide support services for DER facilities | [18 empty] | X | [13 empty] | US |  | p | X
h | DER Support services |  |  |  | Service | Conceptual |  | Automation Service | Transmission |  | Provide support services for energy storage facilities | [18 empty] | X | [13 empty] | US |  | p | X
| DER System (generic) | [9 empty] | Combined DER controller and DER unit, including generators, energy storage, and controllable load | [19 empty] | X | [11 empty] | Lvl 1 DER |  |  | DER | X
| DER Unit (generic) | [9 empty] | Prime mover and converter to and/or from electrical energy, , including generators, energy storage, and controllable load | [19 empty] | X | [11 empty] | Lvl 1 DER |  |  | DER | X
| Design (MC-DGN) |  |  |  | Application | [5 empty] | A design is created by an engineer or work planner. Designs can be made up of individual line items or by a set of “compatible units” or CUs. Line items and compatible units are associated with a Design Location which is associated with a design location. | [23 empty] | X | [7 empty] | 61968-IRM | EU
| Designated Dispatch Service Entity | NAESB: Designated Dispatch Entity | DDE | DDE | Service | Conceptual |  | Service | Service Provider |  | A role service which carries the responsibility of receiving and processing demand resource dispatch instructions or market information and (optionally) providing response information. |  |  | function/ service | [8 empty] | X | [20 empty] | US | X
| detect outages |  |  |  | Service | Conceptual |  | Business Service | Service Provider |  | determine when energy stops flowing to a location | [18 empty] | X | [13 empty] | US
| detect faults |  |  |  | Service | Conceptual |  | Business Service | Transmission |  | monitor system for system faults (outages) | [18 empty] | X | [13 empty] | US
| detect system state |  |  |  | Service | Conceptual |  | Automation Service | Transmission |  | Monitor the system operational state conditions | [18 empty] | X | [13 empty] | US
| develop balancing products |  |  |  | Service | Conceptual |  | Business Service | Market |  | develop market products that will provide the capabilities necessary to balance intermittent supply resources. | [18 empty] | X | [13 empty] | US
| Develop Capacity Products |  |  |  | Service | Conceptual |  | Business Service | Market |  | Develop market products for capacity that encourages participation of various parties | [18 empty] | X | [13 empty] | US
| develop distributed energy products |  |  |  | Service | Conceptual |  | Business Service | Market |  | develop market products for distributed energy resources that encourages participation of various resources | [18 empty] | X | [13 empty] | US
| develop energy efficiency products |  |  |  | Service | Conceptual |  | Business Service | Market |  | develop market products for energy efficiency that encourages participation of various parties | [18 empty] | X | [13 empty] | US
| develop GHG emmission products |  |  |  | Service | Conceptual |  | Business Service | Market |  | develop market products for GHG emmissions that encourages participation of various parties | [18 empty] | X | [13 empty] | US
| develop market products |  |  |  | Service | Conceptual |  | Business Service | Market |  | Develop new market products | [18 empty] | X | [13 empty] | US
| develop market products |  |  |  | Service | Conceptual |  | Business Service | Market |  | Develop new market products | [18 empty] | X | [13 empty] | US
| Development of Future Distribution Model: |  |  |  | Service | Conceptual |  | Business Service | Distribution |  | This service manages the development of future distribution systems | [18 empty] | X | [13 empty] | US
| Device Connection Test Service |  |  |  | Service | Conceptual |  | Automation Service | Market |  | Provide an apparatus that allows testing of the interconnection of devices attached to the grid remotely | [18 empty] | X | [13 empty] | US
| Device Load Management |  |  |  | Service | Conceptual |  | Automation Service | Transmission |  | A service that provides load management capabilities to devices | [18 empty] | X | [13 empty] | US |  | p
h | Device management |  |  |  | Service | Conceptual |  | Automation Service | Distribution |  | Provides device operating characteristics required for predicting operational life. | [18 empty] | X | [13 empty] | US
h | Device Management of State |  |  |  | Service | Conceptual |  | Business Service | Customer |  | Ability to place devices into a specific state | [18 empty] | X | [13 empty] | US
| Device modeling |  |  |  | Service | Conceptual |  | Automation Service | Distribution |  | Ongoing assessment of device remaining life by utilizing loading over time. | [18 empty] | X | [13 empty] | US
| Devices |  |  |  | - | [5 empty] | - | [26 empty] | X |  |  | X | - |  | US
| Diagnostic Analysis of Distribution Systems: |  |  |  | Service | Conceptual |  | Business Service | Distribution |  | This service manages the diagnostic analysis of distribution system field equipment. | [18 empty] | X | [13 empty] | US
| Diagnostics |  |  |  | Service | Conceptual |  | Automation Service | Cross-cutting |  | A service that diagnosis entities | [18 empty] | X | [13 empty] | US
h | Direct load control |  |  |  | Service | Conceptual |  | Business Service | Customer |  | Abilityt to directly control devices using control signals | [18 empty] | X | [13 empty] | US
h | direct load control |  |  |  | Service | Conceptual |  | Business Service | Service Provider |  | control customer loads directly to respond to the reliability needs of the electric grid | [18 empty] | X | [13 empty] | US
h | direct load control |  |  |  | Service | Conceptual |  | Business Service | Operations |  | control customer loads directly to respond to the reliability needs of the electric grid | [18 empty] | X | [13 empty] | US
| Disaster Communications |  |  |  | Service | Conceptual |  | Automation Service | Transmission |  | survivable communications for stakeholder information during abnormal conditions | [18 empty] | X | [13 empty] | US
| dispatch maintenance teams |  |  |  | Service | Conceptual |  | Business Service | Transmission |  | manage the available workforce | [18 empty] | X | [13 empty] | US
| Dispatcher |  |  |  | Person | [5 empty] | actor in charge of dispatching Electricity (usually at the transmission level) | [29 empty] | X |  | 0 | EU
h | Display |  |  |  | - | [5 empty] | 0 | [26 empty] | X |  |  | X | - |  | US
h | Display |  |  |  | - | [32 empty] | X |  |  |  |  | Smart Home/Commercial/Industrial/DR-Customer EMS | EU
h | Display User |  |  |  | Actor | Physical |  | Person | Customer |  | External actor interacting directly with the simple external consumer display. | system actor | customer | [15 empty] | X | [14 empty] | US | X
h | Display User ( C ) |  |  |  | Person | [5 empty] | External actor interacting directly with the simple external consumer display. | [27 empty] | X |  |  |  | SMCG | EU
| Dispute management service |  |  |  | Service | Conceptual |  | Automation Service | Market |  | Provide a record management system for handling the dispute process in the market | [18 empty] | X | [13 empty] | US
| Distribute field work order |  |  |  | Service | Conceptual |  | Automation Service | Distribution |  | This service distributes the field work order to the optimal field resources based on location, cost, equipment needs and personnel qualifications | [18 empty] | X | [13 empty] | US
| Distributed Data Management |  |  |  | Service | Conceptual |  | Business Service | Cross-cutting |  | This service manages distributed data | [18 empty] | X | [13 empty] | US |  | p | X
| Distributed Energy Resource (DER) (generic) | [9 empty] | A distributed set of one or more energy service resources, including generators, energy storage, controllable load, and ancillary services | [19 empty] | X | [11 empty] | Lvl 1 DER |  |  | DER | X
| Distributed Energy Resource Management: |  |  |  | Service | Conceptual |  | Business Service | Distribution |  | This service provides management of Distributed Energy Resources (DER) across the distribution system. | [18 empty] | X | [13 empty] | US |  | p
| Distributed Energy Resources support service |  |  |  | Service | Conceptual |  | Automation Service | Market |  | Provides support for the creation of market products that support DER | [18 empty] | X | [13 empty] | US |  | p
h | Distributed Generation |  | DG | DG | Service | Conceptual |  | Device | Customer |  | Distributed Generation, also called Distributed Energy Resources (DER), includes small-scale generation or storage of whatever form. This is in contrast to centralized or generation and/or storage of electricity. These generation facilities are part of Demand/Reponse programs and may be dispatchable resources. The primary distictions between Distributed Generation (DG) and Generation is: Generation is attached via Transmission facilities, output is sold in wholesale markets, provides base load; DG is sited on a Customer permises attached to the Distribution grid, output is Retail (unless sold via an aggregator), can provide ancillary services. These generation facilities include but are not limited to Photvoltaic panel (PV), micro-hydro, mindmill, Plug-in Hybrid/Electric Cars (PHEV), and potentially Fuel cells. These facilites are usually not scheduled but can be dispatched. | role | producer | [5 empty] | X |  | X | X |  | X |  | X | [17 empty] | US | X | 1 | X
h | Distributed Generation |  |  |  | - | [5 empty] | - | [26 empty] | X |  |  | X | - |  | US
| Distributed Generation Aggregation | NR: 1) Customer Distributed Energy Resources / Generation and Storage, 2) Distributed Generation and Storage Management; IE: 1) Customer Distributed Energy Resource, 2) Distribution System Distributed Energy Resources: IE: Customer Distributed Energy Resource; EU: Aggregator |  |  | Service | Conceptual |  | Application | Market |  | Distributed Generation Aggregators combine smaller participants (ie: providers, customers' distributed generation or curtailment assets) to enable these participants access in larger markets as a virtualized trader | role | producer | [7 empty] | X | [6 empty] | X | [15 empty] | US | X | 1 | X
| Distributed Generation Submeter |  |  |  | Actor | Physical |  | Device | Customer |  | Additional meter used to measure electric usage and generation at some customer sites with generation devices such as solar panels. Alternatively net metering may be used to measure net usage. | system actor | producer | [7 empty] | X | [22 empty] | US | X | p
| Distributed Intelligence Capabilities |  |  |  | Service | Conceptual |  | Application | Distribution |  | Advanced automated/intelligence application that operates in a normally autonomous mode from the centralized control system to increase responsiveness. | system actor | multiple | [10 empty] | X | [19 empty] | US | X | p
| Distributed Resources Monitor |  |  |  | Service | Conceptual |  | Automation Service | Operations |  | a mechanism to monitor agreed parameters on distributed energy resources | [18 empty] | X | [13 empty] | US |  | p
| Distributed Solar |  |  |  | Actor | Logical |  | Device | Customer |  | Customer owned system which uses the sun to produce electricity and/or heat water. | system actor | producer | [7 empty] | X | [22 empty] | US | X | 1 | X
| Distributed Storage |  |  |  | Role | Logical |  | Device | Cross Cutting | Process | Battery storage typically located at a distribution substation and provides dispatchable energy for congestion and peak load relief. Typical recharged with onsite PV or trickle charging during off-demand intervals. Distributed storage can also augment customer Distributed Generation capabilites. | system actor | producer | [7 empty] | X | [22 empty] | US | X | 1 | X | Cross cutting because control varies with the deployment scenarios
| Distributed Wind | CM: Wind |  |  | Role | Logical |  | Device | Customer |  | Customer owned wind generation which is decentralized as opposed to generation. Examples include micro wind turbines owned by business and residential customers. | system actor | producer | [7 empty] | X | [22 empty] | US | X | 1 | X
| Distribution Asset Management |  |  |  | Service | Conceptual |  | Application | Distribution |  | Performed by actors that work together to determine when equipment should have maintenance, calculate the life expectancy of the device, and record its history of operations and maintenance so it can be reviewed in the future for operational and engineering decisions. |  |  | function/ service | [6 empty] | X | [22 empty] | US | X | p
| Distribution Balancing Authority |  |  |  | Service | Conceptual |  | Business Service | Distribution |  | This service balances generation with load across the distribution network. | [18 empty] | X | [13 empty] | US |  | p
| Distribution control |  |  |  | Service | Conceptual |  | Automation Service | Distribution |  | Provides automated mechanism to coordinate control of distribution network connected elements based on load requirements | [18 empty] | X | [13 empty] | US |  | p | X
| Distribution Control Devices | CM: Distribution.Control; IE: Distribution Protection & Control Devices |  |  | Actor | Logical |  | Device | Distribution |  | Actors that permit the Operations domain to manage the flow of power and reliability of the system. Performed to maintain high levels of reliability and power quality. Examples include switches, capacitors, STATCOM. | system actor | grid operator | [7 empty] | X |  |  |  |  | X | [17 empty] | US | X | p | X
| Distribution Data Collector |  |  |  | Actor | Logical |  | Device | Distribution |  | A data concentrator bringing data from multiple sources and putting it into different form factors. | system actor | metered data collector | [10 empty] | X | [19 empty] | US | X | p | X
| Distribution Energy Loss Minimization: |  |  |  | Service | Conceptual |  | Business Service | Distribution |  | This service manages the technical loss of energy to minimize losses on the distribution system. | [18 empty] | X | [13 empty] | US |  | p
| Distribution Engineering |  |  |  | Role | Conceptual |  | Organization | Operations |  | A technical function for planning or managing the design and upgrade of the distribution system. Functions include arranging data gathering, construction design ,asset/equipment selection and placement. |  | grid operator | function/ service |  |  | X | [6 empty] | X | [19 empty] | US | X | p
| Distribution Field Crews |  |  |  | Actor | Logical |  | Organization | Distribution |  | Manual operations of field devices, repair and construction work, patrolling facilities, recording changes in facility parameters, connectivity, in mobile computers, transferring data to the operator, and corresponding database administrators. This is a class of actors. | business actor | grid operator |  |  |  | X | [26 empty] | US | X
| Distribution Intelligent Electric Device | RM: 1) Distribution Field RTUs, IEDs, & 2) Distributed Intelligence Capabilities; Field Devices 3) IED; NR: Distribution Automation Field Devices; NR: Distribution Remote Terminal Unit/Intelligent Electronic Device | D-IED | D-IED | Actor | Logical |  | Device | Distribution |  | Intelligent Electric Device (IED) is a communications-enabled controller to monitor and control automated devices in distribution which communicates with Distribution SCADA or other monitoring/control applications, as well as distributed capabilities for automatic operations in a localized area based on local information and on data exchange between members of the group. Operations such as such as tripping circuit breakers if they sense voltage, current, or frequency anomalies. This is a class of actors. | system actor | grid operator |  | X |  | X | X | [5 empty] | X | [19 empty] | US | X | p | X
| Distribution Interconnect Estimator |  |  |  | Service | Conceptual |  | Automation Service | Transmission |  | Near realtime analytics that calculate exchange capacities, taking into account transmission's line loading, congestion, etc | [18 empty] | X | [13 empty] | US |  | p
h | Distribution Management System |  |  |  | System | [5 empty] | a system which provides applications to monitor and control a distribution grid from a centralized location, typically the control center. A DMS typically has interfaces to other systems, like an GIS or an OMS | [31 empty] | SG3 | EU |  | p
h | Distribution Management System | RM: DMS; NR: Distributed Management System Application | DMS | DMS | Service | Logical |  | Application | Operations |  | A suite of application software that monitors and controls the distribution system equipment based on computer-aided applications, market information, and operator control decisions. | system actor | grid operator |  | X |  | X | X | [5 empty] | X | [19 empty] | US | X
h | Distribution Management System (DMS) | [9 empty] | Generic term for all applications used for distribution management. | [19 empty] | X | [11 empty] | Lvl 4 DSO |  |  | DER | X
| Distribution Measure |  |  |  | Role | Physical |  | Application | Distribution |  | Performed by rolesactors that provide visibility into the flow of power and the condition of the systems in the field. In the future measurement might be found in built into meters, transformers, feeders, switches and other devices in the grid. An example would be the digital and analog measurements collected through the SCADA system from a remote terminal unit (RTU) and provide to a grid control center in the Operations domain. | system actor | grid operator | [7 empty] | X | [22 empty] | US | X
| Distribution Network Operator, DNO |  |  |  | Role | [5 empty] | Organization responsible for managing the electricity, gas, heat and/or water network supplying consumer premises.Also referred to as DSO. | [27 empty] | X |  |  |  | SMCG | EU
| Distribution network simulation |  |  |  | Service | Conceptual |  | Automation Service | Distribution |  | Provides a simulation environment to conduct multi-scenario contingency analysis | [18 empty] | X | [13 empty] | US
| Distribution Operations Model and Analysis (DOMA) | [9 empty] | Topological model of distribution system, including the location and profile characteristics of all distribution equipment and DER systems (individually and/or in aggregate). This model is derived from the geographic model in the GIS, the facilities information (often included in the GIS and/or an asset management database), and the DER profiles (derived from the CIS and DER characteristics database) | [19 empty] | X | [11 empty] | Lvl 4 DSO |  |  | DER | X
| Distribution operations training: |  |  |  | Service | Conceptual |  | Business Service | Distribution |  | This service provides a comprehensive program of training for distribution operations personnel. | [18 empty] | X | [13 empty] | US
d | Distribution Operator |  |  |  | Role | Conceptual |  | Person | Operations |  | Person operating the distribution system. | [5 empty] | X | [6 empty] | X | [19 empty] | US | X
| Distribution Operator | NAE: Utility System Operator |  |  | Role | Conceptual |  | Organization | Operations | Operations | An entity which carries the responsibility of operating an electricity distribution system. | role | grid operator |  |  |  | X | [5 empty] | X | X | [19 empty] | US | X
| Distribution Planning: |  |  |  | Service | Conceptual |  | Business Service | Distribution |  | This service manages the distribution planning processes. | [18 empty] | X | [13 empty] | US
| Distribution Protection and Control Devices | CM: Distribution.Protect |  |  | Role | Conceptual |  | Device | Distribution |  | Performed by Actors that react rapidly to faults and other events that might cause power outages, brownouts, or the destruction of equipment. Performed to maintain high levels of reliability and power quality. Devices external to a substation which control and protect the distribution system. Examples include Capabitors, Sectionalizers, circuit breakers | system actor | grid operator | [7 empty] | X |  |  |  |  | X | [17 empty] | US | X
| Distribution Protection Devices | CM: Distribution.Protect; IE: Distribution Protection & Control Devices |  |  | Role | Conceptual |  | Device | Distribution |  | Actors that react rapidly to faults and other events in the system which might cause power outages, brownouts, or the destruction of equipment. Performed to maintain high levels of reliability and power quality. Examples include FACTs devices, switches,circuit interrupters, capacitors, Reactors, fuses | system actor | grid operator | [15 empty] | X | [14 empty] | US | X
| Distribution Record Service | CM: Distribution Record |  |  | Service | Conceptual |  | Application | Distribution |  | Service performed by actors that permit other domains to review what has happened on the grid for financial, engineering, operational, compliance and forecasting purposes. | system actor | grid operator | [7 empty] | X | [22 empty] | US | X
| Distribution SCADA System (DSCADA) | [29 empty] | X | [14 empty] | DER | X
| Distribution Sensor | IE: Sensors and Measurement Devices |  |  | Actor | Logical |  | Device | Distribution |  | A Distribution System device (outside the substation) that measures a physical quantity and converts it into a signal which can be read by an observer or by an instrument. Examples include oscillographs, meters, temperature sensors. | system actor | grid operator | [10 empty] | X |  | X | [17 empty] | US | X
| Distribution Stabilize and Optimize |  |  |  | Service | Conceptual |  | Application | Distribution |  | Performed by actors to ensure the network is operating within appropriate tolerances across the system. They gather information for control decisions that ensure reliable, proper operations (stability) and more efficient operations (optimization). Measurement and control form a feedback loop that allows grid operators to stabilize the flow of energy across the electric network or safely increase the load on a transmission path. |  |  | function | [6 empty] | X | [22 empty] | US | X
| Distribution Substation |  |  |  | Actor | Logical |  | Facility | Distribution |  | A facility who's function is to step-down voltages for distribution feeders. Contains not only transformers, but usually other devices to maintain power quality and reliablity, such as capacitor banks, Ground fault limiters, fuses, reactors. | system actor | grid operator | [12 empty] | X | [17 empty] | US | X
| Distribution Substation Network |  |  |  | Actor | Logical |  | Facility | Distribution |  | These networks interconnect devices within a substation for localized or a backhauled WAN connection to Grid Operations . A typical example includes a local Ethernet LAN containing switching, protection andcontrol equipment . The Standard protocol of choice is IEC61850 and/or DNP3. |  |  | function/ service | [11 empty] | X | [17 empty] | US | X
| Distribution System Energy Resources | IE: Distribution System Distributed Energy Resources |  |  | Actor | Logical |  | Device | Distribution |  | Generation sources connected to the distribution grid regardless of size. Typically these are utilities owned resources. They do not include Customer-permises or Generation generation assets. | system actor | producer | [12 empty] | X | [17 empty] | US | X
| Distribution System Field Equipment Configuration Management: |  |  |  | Service | Conceptual |  | Business Service | Distribution |  | This service manages the configuration of field equipment. Metrics for this service are determined by emerging policies for maintaining field equipment documentation. | [18 empty] | X | [13 empty] | US
h | Distribution System Operator |  | DSO |  | Role | Conceptual |  | Role | Distribution |  | according to the Article 2.6 of the Directive: "a natural or legal person responsible for operating, ensuring the maintenance of and, if necessary, developing the distribution system in a given area and, where applicable, its interconnections with other systems and for ensuring the long-term ability of the system to meet reasonable demands for the distribution of electricity". Moreover, the DSO is responsible for regional grid access and grid stability, integration of renewables at the distribution level and regional load balancing. | role | grid operator | [15 empty] | X | [14 empty] | US | X
h | Distribution System Operator (DSO) |  |  |  | Role | [5 empty] | according to the Article 2.6 of the Directive: "a natural or legal person responsible for operating, ensuring the maintenance of and, if necessary, developing the distribution system in a given area and, where applicable, its interconnections with other systems and for ensuring the long-term ability of the system to meet reasonable demands for the distribution of electricity". Moreover, the DSO is responsible for regional grid access and grid stability, integration of renewables at the distribution level and regional load balancing. | [28 empty] | X |  |  | EG3 | EU
h | Distribution System Operator (DSO) | [9 empty] | Utility responsible for operating the distribution power system | [19 empty] | X | [11 empty] | Lvl 4 DSO |  |  | DER
h | Distribution System Operator (DSO) |  |  |  | Role | [5 empty] | according to the Article 2.6 of the Directive: "a natural or legal person responsible for operating, ensuring the maintenance of and, if necessary, developing the distribution system in a given area and, where applicable, its interconnections with other systems and for ensuring the long-term ability of the system to meet reasonable demands for the distribution of electricity". Moreover, the DSO is responsible for regional grid access and grid stability, integration of renewables at the distribution level and regional load balancing. | [26 empty] | X |  |  |  |  | Distribution Grid Management/Microgrid | EU
| Distribution System Power Flow (DSPF) | [9 empty] | Application that determines the power flows of the distribution system, using the DOMA model | [19 empty] | X | [11 empty] | Lvl 4 DSO |  |  | DER | X
| Distribution System Support of Transmission Operations: |  |  |  | Service | Conceptual |  | Business Service | Distribution |  | This service manages the integration of distribution systems in support of transmission operations. | [18 empty] | X | [13 empty] | US
| Distribution Systems Asset Management |  |  |  | Service | Conceptual |  | Business Service | Distribution |  | This service manages distribution systems asset management processes. | [18 empty] | X | [13 empty] | US
| Distribution/DER SCADA System | [29 empty] | X | [11 empty] | Lvl 4 DSO |  |  | DER | X
| Distributions operations training |  |  |  | Service | Conceptual |  | Business Service | Distribution |  | This service provides a list of distribution operation and maintenance personnel and their qualifications to service or perform work on a particular distribution network element | [18 empty] | X | [13 empty] | US
| Distrubbution IED |  |  |  | - | [5 empty] | 0 | [26 empty] | X |  |  | X | - |  | US
| DMS Operator |  |  |  | Person | [5 empty] | Operator of the Distribution Management System | [29 empty] | X |  | 0 | EU
| DR Forecast |  |  |  | Service | Conceptual |  | Business Service | Market |  | Provide forecast of demand response capability over multiple near term time periods | [18 empty] | X | [13 empty] | US
| DR support service |  |  |  | Service | Conceptual |  | Automation Service | Operations |  | Provides metrics for DR programmes success and customer enrollment | [18 empty] | X | [13 empty] | US
| DSO |  |  |  | - | [5 empty] | - | [26 empty] | X |  |  | X | - |  | US
| DSO DER EMS (DDEMS) | [29 empty] | X | [11 empty] | Lvl 4 DSO |  |  | DER | X
| DSO Operator | [9 empty] | Operator responsible for making decisions for operating the distribution power system | [19 empty] | X | [11 empty] | Lvl 4 DSO |  |  | DER | X
| DSO Planner | [9 empty] | Planner | [19 empty] | X | [11 empty] | Lvl 4 DSO |  |  | DER | X
h | DSO System |  |  |  | Role | [5 empty] | 0 | [26 empty] | X |  |  |  |  | Distribution Grid Management/Microgrid | EU
h | DSO System |  |  |  | Role | [5 empty] | 0 | [26 empty] | X |  |  | X | - |  | US
h | Dynamic System configuration |  |  |  | Service | Conceptual |  | Automation Service | Transmission |  | Provides control necessary to optimize system utilization and stabilty (ie: power flow/PQ/voltage/frequency), such as generation (including DER), system re-configuration, load-management, Demand/Response programmes, field assets such as reactors, capacitor-banks | [18 empty] | X | [13 empty] | US
h | Dynamic system configuration |  |  |  | Service | Conceptual |  | Automation Service | Operations |  | Provide a mechanism to dynamically configure devices to maintain the stabilty of the grid | [18 empty] | X | [13 empty] | US
h | Dynamic system configuration |  |  |  | Service | Conceptual |  | Automation Service | Operations |  | Provide a mechanism to automatically reconfigure physical paths for power flow based on agreed parameters for end customers | [18 empty] | X | [13 empty] | US
| economic dispatch support service |  |  |  | Service | Conceptual |  | Automation Service | Bulk Generation |  | provides a set of analytics that determine which units offer the lowest total cost for the energy delivered to the required locations | [18 empty] | X | [13 empty] | US
| Economic load reduction |  |  |  | Service | Conceptual |  | Automation Service | Operations |  | Calculate load reduction scenarios for customer based upon agreed parameters | [18 empty] | X | [13 empty] | US
h | El. Vehicle (EV) |  |  |  | Role | [5 empty] | 0 | [26 empty] | X |  |  |  |  | Distribution Grid Management/Microgrid | EU
h | El. Vehicle (EV) |  |  |  | Role | [5 empty] | 0 | [26 empty] | X |  |  | X | - |  | US
h | El. Vehicle (EV/PHV) |  |  |  | System | [5 empty] | An vehicle with an electric drive (as only drive or in combination with a fuel engine) and a battery which can be charged at a charging station. | [26 empty] | X |  |  |  |  | DKE Repository | EU
| Electric Meter |  |  |  | Actor | Logical |  | Device | Cross Cutting | Field Monitoring | A device that is either used for revenue grade at the pPoint of sSale measuring or facility grade device used for the transfer of electricity product and measuring usage and possibly control from one domain/system to another | [19 empty] | X | [12 empty] | US | X
| Electric Network SP |  |  |  | - | [5 empty] | 0 | [26 empty] | X |  |  | X | - |  | US
| Electric Power System (EPS) (generic) | [9 empty] | Facilities that deliver electric power to a load | [19 empty] | X | [11 empty] | Lvl 0 EPS |  |  | DER | X
| Electric Reliability Detector |  |  |  | Service | Conceptual |  | Automation Service | Service Provider |  | Detects availability of electric service | [18 empty] | X | [13 empty] | US
| Electric Reliability Notification |  |  |  | Service | Conceptual |  | Automation Service | Service Provider |  | Provides the electric reliability notification | [18 empty] | X | [13 empty] | US
| Electric Storage | W19: Storage System |  |  | Role | Logical |  | Device | Cross Cutting | Process | A system capable of storing power for use at a later time. Examples include pumped water storage, Advanced Energy Systems (AES), Plug-in Electric Vehicles (PEV), and thermal storage systems. | system actor | consumer, producer | [7 empty] | X | [9 empty] | X | [12 empty] | US | X | 1 | X | this is the role played played by other logical actors such as batteries, cap-banks, chemical reactions (which as logical subclasses of electrical storage)
h | Electric Vehicle | IE: Plug-in Electric Vehicle |  |  | Actor | Logical |  | Device | Customer |  | A motorized car or truck which runs exclusively or partially on stored battery power as opposed to being powered directly by carbon-based fuel. Adiitionally, it plugs into a premise Energy Portal to charge vehicle. A PEV is also an EV (Electric Vehicle) that relies only on electric propulsion. A PEV is also a PHEV (Plug-In-Hybrid Vehicle) that also includes an alternative source of propulsion power. | system actor | consumer |  | X | X |  |  |  | X | X | X |  | X |  | X | [17 empty] | US | X | 1 | X
h | Electric Vehicle (EV) | [9 empty] | Automobile which is powered completely or in part by electricity and whose battery can be charged from an EPS | [19 empty] | X | [11 empty] | Lvl 1 DER |  |  | DER | X
| Electric Vehicle / Transportation Solution Providers |  |  |  | Actor | Logical |  | Organization | Service Provider |  | Manufacturers of electric vehicles and electric transportation (eg: rail). Of special interest for Smart Grid is the inclusion of intelligent communcating Provider of capabilities for remote monitoring and control (eg: charge/dischare cycles). | system actor ? | consumer | [14 empty] | X | [15 empty] | US | X | 1
| Electric Vehicle Charging SP |  |  |  | - | [5 empty] | special functions like the DR enablement (cost effective PEV Charging and Power Feed) and functions in conjunction with PEV service and maintenance (providing a data connection for PEV health purposes, e.g. managing Power Feed cycles, PEV-SW upgrading &remote fault analysis, etc. | [26 empty] | X |  |  | X | - |  | US |  | p
| Electric Vehicle EMS (EVEMS) | [9 empty] | System that manages the settings for charging electric vehicles, including as DER systems | [19 empty] | X | [11 empty] | Lvl 2 FDEMS |  |  | DER | X
| Electric Vehicle Service Element | NR: Electric Vehicle Service Element/Plug-in Electric Vehicle; | EVSE | EVSE | Actor | Logical |  | Device | Customer |  | Device which transfers electricity to electric vehicle batteries and which has information exchange capabilities. The charger can either be on-board the vehicle or off-board. On-board chargers require AC energy transfer to the vehicle (either 120 or 240V single phase) and Off-board chargers are within the EVSE and require. Note that information exchange capabilities for the EVSE are provided by the End Use Measurement Device (EUMD). Note new name added to describe the device from the service provider, this defintion needs correction | system actor | consumer |  |  | X |  |  |  |  | X | [22 empty] | US | X | p | X
| Electric Vehicle Service Provider (PEV-SP) |  |  |  | - | [5 empty] | 0 | [26 empty] | X |  |  | X | - |  | US |  | p
h | Electric Vehicle Supply Equipment (EVSE) | [29 empty] | X | [11 empty] | Lvl 1 DER & Lvl 2 FDEMS |  |  | DER | X
h | Electric Vehicle Supply Equipment (EVSE) |  |  |  | - | [5 empty] | 0 | [26 empty] | X |  |  | X | - |  | US |  | p | X
h | EVSE |  |  |  | - | [5 empty] | - | [26 empty] | X |  |  | X |  | - | EU |  | p | X
h | Electrical Contractor | E: Installation Service Technician; E: Mertering operator |  |  | Actor | Logical |  | Organization | Service Provider |  | Electrical contractors design, install and maintain industrial, commercial and domestic purposes. Alongside power and lighting applications, they install ICT, Building Automation Systems (BAS), access, fire and security control equipment, lightning protection systems, and emergency power generating systems and renewable energy systems. | business actor | ? | [13 empty] | X | X | [15 empty] | US | X
h | Electricity Installer / Contractor |  |  |  | Role | [5 empty] | Electrical contractors design, install and maintain intelligent systems for all kinds of industrial, commercial and domestic purposes. Alongside the power and lighting applications, they equally install ICT and telecommunications, public street lighting, high medium and low voltage lines, control and energy management systems, access, fire and security control equipment, lightning protection systems, advertising and identification signs, emergency power generating systems and renewable energy systems. | [28 empty] | X |  |  | EG3 | EU
h | Electricity Installer Contractor |  |  |  | Actor | Logical |  | Organization | Service Provider |  | Electrical contractors design, install and maintain intelligent systems for all kinds of industrial, commercial and domestic purposes. Alongside the power and lighting applications, they equally install ICT and telecommunications, public street lighting, high medium and low voltage lines, control and energy management systems, access, fire and security control equipment, lightning protection systems, advertising and identification signs, emergency power generating systems and renewable energy systems. | business actor | resource ? | [15 empty] | X | [14 empty] | US | X
| Electrical Point of Connection (ECP) | [9 empty] | Point of electrical connection between the DER source or sink of energy and any EPS. Each DER unit has an ECP connecting it to its local power system; groups of DER units have an ECP where they interconnect to the power system at a specific site or plant; a group of DER units plus local loads have an ECP where they are interconnected to the utility power system. NOTE?For those ECPs between a utility EPS and a plant or site EPS, this point is identical to the point of common coupling (PCC) in the IEEE 1547 "Standard for Interconnecting Distributed Resources with Electric Power Systems". | [19 empty] | X | [14 empty] | DER
| Electricity-SP (El.-SP) |  |  |  | - | [5 empty] | 0 | [26 empty] | X |  |  | X | - |  | US
| Emerging Services |  |  |  | Service | Conceptual |  | Application | Service Provider |  | All the functions, services and innovations that have yet to be created. These will be instrumental in defining the Smart Grid of the future. |  | multiple | function/ service | [6 empty] | X | [22 empty] | US | X
| emissions control support service |  |  |  | Service | Conceptual |  | Automation Service | Bulk Generation |  | Provides a secure platform for authorized actors to manage energy sources based emissions targets | [18 empty] | X | [13 empty] | US
| emissions data support service |  |  |  | Service | Conceptual |  | Automation Service | Bulk Generation |  | provides a support platform for analysis of collected emissions data | [18 empty] | X | [13 empty] | US
| emissions detector service |  |  |  | Service | Conceptual |  | Automation Service | Bulk Generation |  | use an apparatus to collect emissions data | [18 empty] | X | [13 empty] | US
| Emissions Historian |  |  |  | Service | Conceptual |  | Automation Service | Operations |  | A mechanism to record outputs from sensors attached to emissions sources | [18 empty] | X | [13 empty] | US
| Emissions Monitor |  |  |  | Service | Conceptual |  | Automation Service | Operations |  | A sensor that monitors the emissions of a grid connected resource | [18 empty] | X | [13 empty] | US
| e-Mobility Service Provider (eMSP) |  |  |  | - | [5 empty] | 0 | [26 empty] | X |  |  | X | - |  | US
| End customer support service |  |  |  | Service | Conceptual |  | Automation Service | Market |  | Provide a support system to allow end customers to participate in the wholesale market | [18 empty] | X | [13 empty] | US
| End Device |  |  |  | Actor | Logical |  | Device | Customer |  | A physical end-use device that consumes or supplies electricity. | system actor | consumer/ producer | [9 empty] | X | [20 empty] | US | X
h | End Use Measurement Device | CM: Electric Vehicle Meter |  |  | Actor | Logical |  | Device | Customer |  | Device which measures the energy consumed by a PEV. Used in order to allow rates specific to electric vehicles. Added name to correspond to device instead of the Service Provider | system actor | consumer | [7 empty] | X | [22 empty] | US | X
h | End Use Measurement Device |  | EUMD | EUMD | Actor | Logical |  | Device | Customer |  | Device that measures and communicates the energy consumed by a Plug-in Electric Vehicle (PEV) and communicates the information to theEnergy Service Interface (ESI) | system actor | consumer |  |  | X |  |  |  |  | X | [22 empty] | US | X
| End-device communications |  |  |  | Service | Conceptual |  | Automation Service | Operations |  | Provide a mechanism ot communicate with end use equipment | [18 empty] | X | [13 empty] | US
| End-user communications |  |  |  | Service | Conceptual |  | Automation Service | Operations |  | provide a mechanism to communicate with end customers regardless of location | [18 empty] | X | [13 empty] | US
| Energy (eMobility) Service Operator |  |  |  | Role | [5 empty] | A party offering specific services for the charge management of electric vehicles. Services included in the EV Charging Energy (e-Mobility) Service. This role is at the interface of the mobility world, which includes the vehicle (including all associated domains with the electric world), and the energy supply (including all the associated domains). Such type of operator will ease the interface with customers, allowing a good optimization of the charge management to the user needs. An Energy (e-Mobility) Service Operator could offer, at the same time, charge reservation either on its own or through subscription to the Area Energy Service Operator. Additional information: an Energy (e-Mobility) Service Operator could be considered as an Aggregator for specific services linked to the charge management. One benefit of a Energy (e-Mobility) Service Operator offering EV Charging Energy (e-Mobility) Services is to offer, from customer point of view, only one interface for the service, regardless the location it will be provided. | [22 empty] | X | [8 empty] | AhG Charging | EU
| Energy Asset Aggregation |  |  |  | Service | Conceptual |  | Business Service | Customer |  | Manages a group of devices in the customer domain | [18 empty] | X | [13 empty] | US
h | Energy B2B market |  |  |  | - | [5 empty] | The Energy B2B market is responsible for supplying electricity (and optionally e-pricing) | [29 empty] | X |  | 0 | EU
h | Energy B2B market |  |  |  | - | [5 empty] | 0 | [26 empty] | X |  |  |  |  | Distribution Grid Management/Microgrid | EU
| Energy Contract Procurement Support |  |  |  | Service | Conceptual |  | Automation Service | Operations |  | supports operating in the market to handle exchanges of contracts for energy products | [18 empty] | X | [13 empty] | US
| Energy Cost Management |  |  |  | Service | Conceptual |  | Business Service | Customer |  | Provide a mechanism to meet cost of energy business goals. | [18 empty] | X | [13 empty] | US
| Energy Data Storage |  |  |  | Service | Conceptual |  | Automation Service | Customer |  | A service that stores energy related data | [18 empty] | X | [13 empty] | US
| Energy Efficiency support service |  |  |  | Service | Conceptual |  | Automation Service | Market |  | Provides support for the creation of market products that support Energy Efficiency | [18 empty] | X | [13 empty] | US
| Energy Information Provider |  |  |  | Actor | Logical |  | Organizational Entity | Service Provider |  | A Business that provide energy supply or demand information to Customers or authorized Third Parties. |  | multiple | function/ service | [12 empty] | X | [16 empty] | US | X
| energy information services |  |  |  | Service | Conceptual |  | Business Service | Service Provider |  | energy information services that allow the customer to manage their loads | [18 empty] | X | [13 empty] | US
h | Energy Management |  |  |  | Service | Conceptual |  | Business Service | Customer |  | Provide a mechanism to influence operation of devices to meet business energy-usage goals. | [18 empty] | X | [13 empty] | US
h | Energy Management |  |  |  | Service | Conceptual |  | Automation Service | Customer |  | A service that provides energy management capabilities to devices | [18 empty] | X | [13 empty] | US
h | Energy Management |  |  |  | Service | Conceptual |  | Automation Service | Service Provider |  | Collects energy information from customer premises equipment | [18 empty] | X | [13 empty] | US
h | Energy Management Gateway |  |  |  | System | [5 empty] | An access point (functional entity) sending and receiving smart grid related information and commands between actor A and the CEM, letting the CEM decide how to process the events. The communication is often achieved through an internet connection of through a wireless connection. | [25 empty] | X | [5 empty] | GUC | EU
h | Energy management gateway |  |  |  | - | [5 empty] | An access point (functional entity) sending and receiving smart grid related information and commands between actor A and the CEM, letting the CEM decide how to process the events. The communication is often achieved through an internet connection of through a wireless connection. This gateway may also provide services including protocol conversion, device management, security and service capabilities | [26 empty] | X |  |  |  |  | Smart Home/Commercial/Industrial/DR-Customer EMS | EU
| Energy Management LAN |  |  |  | System | [5 empty] | Virtual field bus in the smart home, mainly used for energy management functions | [26 empty] | X |  |  |  |  | DKE Repository | EU
h | Energy Management System |  |  |  | System | [5 empty] | System which provides applications to monitor and control a transmission grid and the output of the connected power plants from a centralized location, typically the control center. A DMS typically has interfaces to other EMS | [31 empty] | SG3 | EU
h | Energy Management System | RM: EMS | EMS | EMS | Service | Logical |  | Application | Operations |  | Energy Management System (EMS) is a system of computer-aided tools used by operators of electric utility grids to monitor, control, and optimize the performance of the generation and/or transmission system. EMS also provides Distribution Managment System (DMS) with transmission/generation-related objectives, constraints, and input data from other EMS applications. EMS also provides Distribution Automation (DA) with transmission/generation-related objectives, constraints, and input data. EMS system contains the transmission power system model, and can provide the transmission connectivity. | system actor | grid operator |  | X |  |  | X |  | X |  |  |  | X | [19 empty] | US | X
| Energy Management technical support |  |  |  | Service | Conceptual |  | Automation Service | Service Provider |  | Collects energy information from customer premises equipment | [18 empty] | X | [13 empty] | US
| Energy Manager |  |  |  | Application | [5 empty] | This gateway may also provide services including protocol conversion, device management, security and service capabilities | [26 empty] | X |  |  |  |  | DKE Repository | EU
| Energy Market Clearinghouse |  |  |  | Role | Conceptual |  | Organization | Market |  | Wholesale market for energy products provides high-level market signals for operations I(ndependent System Operators (RTO)/Regional Transmission Operators (RTO) and Utility Operations), generation, Distributed Generation (DG) and demand response (DR) programmes. | role | ? |  | X | X | X | [6 empty] | X | [19 empty] | US | X
| Energy Market Management System |  |  |  | System | [5 empty] | System which provides applications to manage all transactions and workflows necessary to implement an energy market | [31 empty] | SG3 | EU
h | energy measurement |  |  |  | Service | Conceptual |  | Business Service | Operations |  | provide measurement of end-customer consumption | [18 empty] | X | [13 empty] | US
h | Energy Measurement |  |  |  | Service | Conceptual |  | Automation Service | Customer |  | Metrology service | [18 empty] | X | [13 empty] | US
h | Energy Monitoring |  |  |  | Service | Conceptual |  | Business Service | Customer |  | Provide a mechanism to monitor aspects of energy as required to meet business goals. | [18 empty] | X | [13 empty] | US
h | Energy Monitoring |  |  |  | Service | Conceptual |  | Automation Service | Customer |  | A service that monitors Energy Characteristics. | [18 empty] | X | [13 empty] | US
| Energy Outage Detection |  |  |  | Service | Conceptual |  | Automation Service | Customer |  | A service that collects information about energy outages. | [18 empty] | X | [13 empty] | US
| Energy Price Notification |  |  |  | Service | Conceptual |  | Automation Service | Service Provider |  | Provides price signal to customer | [18 empty] | X | [13 empty] | US
| Energy Pricing Service |  |  |  | Service | Conceptual |  | Automation Service | Market |  | Creates prices for individual customers for specific time periods based on condition based market rules | [18 empty] | X | [13 empty] | US
| Energy Restoration |  |  |  | Service | Conceptual |  | Automation Service | Customer |  | A service that restores operation of the grid safely after a major energy outage. | [18 empty] | X | [13 empty] | US
h | Energy Service Provider | E: Energy Service Company (ESCO) | ESI | ESI | Role | Conceptual |  | Organization | Service Provider | Enterprise | Provides retail electricity, natural gas, and clean energy options, along with energy efficiency products and services. | role | ? |  | X | X |  |  |  |  | X | X |  | X |  | X |  |  |  |  | x | [12 empty] | US | X
h | Energy Service Provider, ESP |  |  |  | Role | [5 empty] | Organisation offering energy services to the consumer. | [27 empty] | X |  |  |  | SMCG | EU
| Energy Services Gateway | RM: Meter/HAN Gateway; NR: Home Area Network Gateway; CM: Home Gateway; | ESI | ESI | Actor | Logical |  | Device ? | Customer |  | Network communications application device which provides a communications capability between premise network domains and network domains esternal to the premise network domain e.g. a gateway. When the gateway service is applied to the communications gateway from the utility (or other energy service provider) to the customer (premise network), additional functionality maybe applied (aka. Energy Services Interface) site. Provides cyber security and coordinates functions that enable secure interactions between relevant Home Area Network (HAN) Devices, meters and the Utility/ESP. Permits applications such as remote load control, monitoring and control of distributed generation, in-home display of customer usage, reading of non-energy meters, and integration with building management systems. Provides auditing/logging functions that record transactions to and from Home Area Networking Devices. Can also act as a gateway. Also commonly referred to as a Home-Area Network Gateway, or Residential Gateway. | system actor | consumer |  | X | X |  |  |  |  | X | X |  | X |  | X | [17 empty] | US | X
h | Energy Services Interface | NR: Energy Service Interface g/Gateway; IE: Energy Service Interface | ESI | ESI | Service | Logical |  | Application | Customer |  | Network communications application device which provides a gateway from the utility (or other energy service provider) to the customer site. Provides cyber security and coordinates functions that enable secure interactions between relevant Home Area Network (HAN) Devices, meters and the Utility/ESP. Permits applications such as remote load control, monitoring and control of distributed generation, in-home display of customer usage, reading of non-energy meters, and integration with building management systems. Provides auditing /logging functions that record transactions to and from Home Area Networking Devices. This services is also a specialized class of services potentially included in HAN gateways. Also commenly referred to as a Home-Area Network Gateway. |  |  | function/ service | X | X |  |  |  |  | X | X |  | X |  | X | [17 empty] | US | X
h | Energy Services Interface (ESI) | [29 empty] | X | [11 empty] | Lvl 2 FDEMS |  |  | DER
| energy source control support service |  |  |  | Service | Conceptual |  | Automation Service | Bulk Generation |  | Provide a platform for the secure control of energy sources | [18 empty] | X | [13 empty] | US
| Energy source measurement aggregation service |  |  |  | Service | Conceptual |  | Automation Service | Bulk Generation |  | Provide a platform to aggregate the operational information from the energy sources | [18 empty] | X | [13 empty] | US
| energy source measurement service |  |  |  | Service | Conceptual |  | Automation Service | Bulk Generation |  | Provide an apparatus that measures the operational characteristics of energy sources | [18 empty] | X | [13 empty] | US
| energy source schedule support service |  |  |  | Service | Conceptual |  | Automation Service | Bulk Generation |  | Provide a platform to coordinate the schedules of energy sources attached to the grid to meet projected demand requirements | [18 empty] | X | [13 empty] | US
| Energy Storage Management | RM: Utility EMS; NR: Bulk Storage Management |  |  | Service | Logical |  | Application | Operations | Enterprise | A utility provided service to superviseor storage management on behalf of the customers. | [8 empty] | X |  |  |  | X | [19 empty] | US | X | 1 | X
| Energy Supply Company | XX: Energy Supplier |  |  | Role | Logical |  | Organization | Distribution |  | A company that delivers electricity to end use customers. Examples include investor-owned, municipal utilities, private providers. | role | ? | [13 empty] | X | [16 empty] | US | X
| Energy Supply Configuration |  |  |  | Service | Conceptual |  | Automation Service | Customer |  | A service that changes Energy Supply Configuration. | [18 empty] | X | [13 empty] | US
| Energy Trading Application |  |  |  | System | [5 empty] | Application(s) which are used to trade energy in corresponding markets, supports the dispatch in the decision to buy, sell or to self-produce energy and also provides facilities to exchange the necessary information with the Energy Market Management Systems | [31 empty] | SG3 | EU
| Energy Usage reporting |  |  |  | Service | Conceptual |  | Automation Service | Service Provider |  | Provide energy usage information on behalf of the customer to authorized parties | [18 empty] | X | [13 empty] | US
| Enterprise Resource Planning (ERP) |  |  |  | System | [5 empty] | Enterprise Resource Planning (ERP) systems integrate internal and external management information across an entire organization, embracing finance/accounting, manufacturing, sales and service, customer relationship management, etc. (source: Wikipedia) | [31 empty] | SG3 | EU
| Environmental Authority |  |  |  | Role | Conceptual | Manager | Organization | Agency | Enterprise | A regulatory authority responsible for the development, reporting and enforcement of environmental activities. | role | ? | [9 empty] | X | [20 empty] | US | X
h | Environmental Monitoring |  |  |  | Service | Conceptual |  | Business Service | Customer |  | Provide a mechanism to collect environmental data about the impact of energy supply sources in the system. | [18 empty] | X | [13 empty] | US
h | Environmental Monitroing |  |  |  | Service | Conceptual |  | Automation Service | Customer |  | A service that obtains environmental monitoring data from a variety of sources | [18 empty] | X | [13 empty] | US
h | Environmental Monitroing |  |  |  | Service | Conceptual |  | Automation Service | Cross-cutting |  | A service which monitors the domain environment | [18 empty] | X | [13 empty] | US
| EPS switch | [9 empty] | Switch plus its controller within an EPS | [19 empty] | X | [11 empty] | Lvl 0 EPS |  |  | DER
| Equipment capacity simulator |  |  |  | Service | Conceptual |  | Automation Service | Transmission |  | utilizes equipment engineering design, Operational Historian and current equipment state to simulate safe operating limits and remaining capacity | [18 empty] | X | [13 empty] | US
| Equipment detection agent |  |  |  | Service | Conceptual |  | Automation Service | Operations |  | Mechanism to provide control signals to grid attached equipment that keeps the equipment operating within the desired performance band | [18 empty] | X | [13 empty] | US
| Equipment life cycle forecaster |  |  |  | Service | Conceptual |  | Automation Service | Transmission |  | provide the ability to forecast the remaining life of a managed device based on projected operational characteristics | [18 empty] | X | [13 empty] | US
| equipment load forecaster |  |  |  | Service | Conceptual |  | Automation Service | Transmission |  | Provides a forecast of equipment loading based on historical data | [18 empty] | X | [13 empty] | US
h | equipment monitor |  |  |  | Service | Conceptual |  | Automation Service | Transmission |  | process that monitors and reports field equipment status/alerts | [18 empty] | X | [13 empty] | US
h | Equipment monitor |  |  |  | Service | Conceptual |  | Automation Service | Operations |  | provide a mechanism to communicate with attached devices to determine operational capabilities | [18 empty] | X | [13 empty] | US
h | Equipment monitor |  |  |  | Service | Conceptual |  | Automation Service | Operations |  | mechanism that maintains equipment status | [18 empty] | X | [13 empty] | US
| equipment status collector |  |  |  | Service | Conceptual |  | Automation Service | Bulk Generation |  | provides a hub were equipment status information is housed for authorized actors | [18 empty] | X | [13 empty] | US
| equipment status detector |  |  |  | Service | Conceptual |  | Automation Service | Bulk Generation |  | provides an apparatus that can be deployed into the grid to detect operational characteristics of grid attached devices | [18 empty] | X | [13 empty] | US
| Equipment Testing |  |  |  | Service | Conceptual |  | Business Service | Cross-cutting |  | This service tests equipment prior to use within the smart grid | [18 empty] | X | [13 empty] | US
| ESCO Energy Services Company |  |  |  | - | [5 empty] | - | [29 empty] | X | - |  | US
| EV Pricing Program | [9 empty] | Special pricing for charging EVs | [19 empty] | X | [11 empty] | Lvl 5 Trans. And Market |  |  | DER
h | Event analyzer |  |  |  | Service | Conceptual |  | Automation Service | Distribution |  | Provides a root cause analysis of events within the distribution grid within the appropriate timeframe | [18 empty] | X | [13 empty] | US
h | Event analyzer |  |  |  | Service | Conceptual |  | Automation Service | Distribution |  | Provides a near real-time root cause analysis of events within the distribution grid. | [18 empty] | X | [13 empty] | US
h | Event detector |  |  |  | Service | Conceptual |  | Automation Service | Distribution |  | Provides a view of the distribution grid operational state within the appropriate timeframe. | [18 empty] | X | [13 empty] | US
h | Event detector |  |  |  | Service | Conceptual |  | Automation Service | Distribution |  | Provides a near real-time view of the distribution grid operational state conditions. | [18 empty] | X | [13 empty] | US
h | Event detector |  |  |  | Service | Conceptual |  | Automation Service | Distribution |  | Provides a view of the distribution grid operational state within acceptable operational timeframes | [18 empty] | X | [13 empty] | US
| Event forecasting service |  |  |  | Service | Conceptual |  | Automation Service | Market |  | Provides analytics support to project future issues based on historical information | [18 empty] | X | [13 empty] | US
| Event Management |  |  |  | Service | Conceptual |  | Automation Service | Service Provider |  | Provides the management of events | [18 empty] | X | [13 empty] | US
h | Event resolution |  |  |  | Service | Conceptual |  | Automation Service | Distribution |  | Execution of the root cause analysis results from events within the distribution grid within the appropriate timeframe | [18 empty] | X | [13 empty] | US
h | Event resolution |  |  |  | Service | Conceptual |  | Automation Service | Distribution |  | Execution of the near real-time root cause analysis results from events within the distribution grid. | [18 empty] | X | [13 empty] | US
h | Event resolution |  |  |  | Service | Conceptual |  | Automation Service | Distribution |  | Execution of the root cause analysis results from events within the distribution grid within acceptable timeframes | [18 empty] | X | [13 empty] | US
| exchange network models |  |  |  | Service | Conceptual |  | Business Service | Market |  | Provide a mechanism to exchange network models between entities | [18 empty] | X | [13 empty] | US
| Explicit Control Response |  |  |  | Service | Conceptual |  | Automation Service | Customer |  | A service that responds to external control | [18 empty] | X | [13 empty] | US
| Extension Planning |  |  |  | Role | Logical |  | Organization | Operations |  | Network Extension planning actors develop long term plans for power system reliability, monitor the cost, performance and schedule of construction, and define projects to extend the network such as new lines, feeders or switchgear. | business actor | grid operator | or function/ service | [6 empty] | X | [22 empty] | US | X
| facilitate market maker |  |  |  | Service | Conceptual |  | Business Service | Market |  | Actively encourage the emergence of a market maker in new markets | [18 empty] | X | [13 empty] | US
| facilitate trades |  |  |  | Service | Conceptual |  | Business Service | Market |  | Facilitate bi-lateral trades between parties | [18 empty] | X | [13 empty] | US
| Facility | EU: Buildings |  |  | Role | Conceptual |  | Facility | Cross Cutting |  | Something such as a building or large piece of equipment that is built for a specific purpose. In the NAESB context this is "The location at which connection to the distribution (or transmission) system is made." This is an abstract superclass role is used to describe a cluster of subclasses | [11 empty] | X |  |  |  |  | X | [15 empty] | US | X | 1 | X
| Facility DER EMS (FDEMS) | [9 empty] | System that manages the settings and dispatch of DER systems within a facility. This facility could be a residence, a building, a commercial site, an industrial site, or any other generic location. | [19 empty] | X | [11 empty] | Lvl 2 FDEMS |  |  | DER | X
| Facility Energy Management System/Gateway |  |  |  | Role | Logical |  | Device | Customer |  | A logical or physical device typically located at the customer facility which combines communication gateway and energy management functions. | [7 empty] | X | [24 empty] | US | X | p | X
| Facility Local Area Network (Facility LAN) | [29 empty] | X | [11 empty] | Lvl 2 FDEMS |  |  | DER | X
| Facility Manager | E: 1) Landlord, 2) HomeOwner, 3) Operations Manager; CM: Building Manager |  |  | Role | Conceptual |  | Organizational Entity | Customer |  | RolePerson responsible for the maintenance and operation of the facility. In the Residential market, this is the home owner, landlord, or building superintendent. | [9 empty] | X | [5 empty] | X | [16 empty] | US | X | p | X
| Fast Simulation Modelling (FSM) |  |  |  | Service | Conceptual |  | Automation Service | Transmission |  | Ability to react to conditions based upon situational awareness | [18 empty] | X | [13 empty] | US
h | Fault isolation |  |  |  | Service | Conceptual |  | Automation Service | Transmission |  | Execution of the fault isolation actions. | [18 empty] | X | [13 empty] | US
h | Fault Isolation: |  |  |  | Service | Conceptual |  | Business Service | Distribution |  | This service manages the isolation of faults to minimize damage to utility and customer equipment. | [18 empty] | X | [13 empty] | US
| Fault Level Analysis |  |  |  | Service | Conceptual |  | Business Service | Distribution |  | This service manages Fault Level Analysis on distribution systems | [18 empty] | X | [13 empty] | US
h | Fault level analyzer |  |  |  | Service | Conceptual |  | Automation Service | Transmission |  | Performs fault analysis for identification of fault conditions. | [18 empty] | X | [13 empty] | US
h | Fault level analyzer |  |  |  | Service | Conceptual |  | Automation Service | Distribution |  | Performs fault analysis for identification of fault conditions. | [18 empty] | X | [13 empty] | US
h | Fault level detector |  |  |  | Service | Conceptual |  | Automation Service | Transmission |  | Detects fault conditions on distribution circuits. | [18 empty] | X | [13 empty] | US
h | Fault level detector |  |  |  | Service | Conceptual |  | Automation Service | Distribution |  | Detects fault conditions on distribution circuits. | [18 empty] | X | [13 empty] | US
h | Field Actuators |  |  |  | System | [5 empty] | Primary equipment switches, which are located along the grid lines, realize control actions from the control facility on the Grid. They can be manually operated or remotely operated | [25 empty] | X | [5 empty] | GUC | EU
h | Field Actuators |  |  |  | System | [5 empty] | - | [26 empty] | X |  |  |  |  | Bulk Generation | EU
| Field Area Network (FAN) | IE: Feeder Network |  |  | Service | Logical |  | Facility | Distribution |  | The FAN connects distribution substations, field devices and Microgrids and Distributed Generation (including utility Bulk Storage) to the Grid Operations Core Network either directly or through a WAN or Backhaul facility. | [14 empty] | X | [17 empty] | US | X
| Field crew |  |  |  | Person | [5 empty] | actor on the field | [29 empty] | X |  | 0 | EU
| Field Crew Tools | : WorkforceTool |  |  | Actor | Logical |  | Application | Operations |  | A field engineering and maintenance tool set that includes any mobile computing and hand-held devices. | system actor | grid operator |  | X | [7 empty] | X | X | [19 empty] | US | X
| Field Equipment Calibration |  |  |  | Service | Conceptual |  | Business Service | Cross-cutting |  | This service manages the calibration of field equipment providing data for Smart Grid operations | [18 empty] | X | [13 empty] | US
| Field Equipment Upgade Management: |  |  |  | Service | Conceptual |  | Business Service | Distribution |  | This service manages lifecycle of field equipment | [18 empty] | X | [13 empty] | US
| Field Force Management System |  |  |  | System | [5 empty] | Applications helping to manage Field Force | [31 empty] | SG3 | EU
| Field recording (MC-FRD) |  |  |  | Application | [5 empty] | Field recording is often accomplished through hand held devices which allow field personnel to view and enter information relevant to the work they are performing in the field. For example, line crews and servicemen can access their respective district maps, do searches by pole number, substation, transformer number, switch numbers, and feeder names | [24 empty] | X | [6 empty] | 61968-IRM | EU
h | Field Sensing Devices |  |  |  | System | [5 empty] | Devices, which are spread on the Grid lines, continuously report current dynamic status such as voltage, current, frequency and so on. | [29 empty] | X |  | 0 | EU
h | Field Sensing Devices |  |  |  | System | [5 empty] | 0 | [26 empty] | X |  |  |  |  | Bulk Generation | EU
| Field work management: |  |  |  | Service | Conceptual |  | Business Service | Distribution |  | This service manages the dispatch of work crews authorized for servicing field equipment | [18 empty] | X | [13 empty] | US
h | Financial |  |  |  | Role | Conceptual |  | Organization | Operations |  | Financial rolesactors measure performance across the whole organization, including the evaluation of investments in capital projects, maintenance, or operations. They track risk, benefits, costs and impact on levels of service. | [9 empty] | X | [22 empty] | US | X
h | Financial (FIN) |  |  |  | Application | [5 empty] | Financial actors measure performance across the whole organization, including the evaluation of investments in capital projects, maintenance, or operations. They track risk, benefits, costs and impact on levels of service. | [23 empty] | X | [7 empty] | 61968-IRM | EU
| Financial Manager |  |  |  | Role | Conceptual |  | Organizational Entity | Customer |  | Person that is responsible for cost accounting and developing financial strategies for an industrial or commercial business. | [15 empty] | X | [16 empty] | US | X
| Financial Sector Undertakings |  |  |  | Role Service | Conceptual |  | Organization | X-Domain |  | Provide capital to other actors or invest themselves into the projects within the electricity supply chain (grid, generation, e&c). | [16 empty] | X | [15 empty] | US
| Firewall Policy Enforcement |  |  |  | Service | Conceptual |  | Business Service | Cross-cutting |  | This service manages firewall policy enforcement | [18 empty] | X | [13 empty] | US
| Fleet Operator |  |  |  | Role | [5 empty] | A party that operates fleets of vehicles (mix of internal combustion engine vehicles and electric ones). The fleet operators could manage their activities in various ways: in private area such as airport fleets or in open market, like car sharing or more conventional car rental. A Fleet Operator could subscribe to different services, like parking services, mobility services and electricity charging services to an Area Energy Service Operator or Energy (e-Mobility) Service Operator.Additional information: a Fleet Operator could be considered as an Aggregator for specific mobility needs, could sometimes predict the energy demand for the mobility of its fleet and therefore aggregate it. He is responsible for the economical optimization between charge management and mobility. | [22 empty] | X | [8 empty] | AhG Charging | EU
| Flexibility Operator (FO) |  |  |  | Role | [5 empty] | generic role which links the role customer and its possibility to provide flexibilities to the roles market and grid; generic role that could be taken by many stakeholders, such as a DSO company, an Energy Service Company (ESCO) or an energy supplier | [17 empty] | X | [13 empty] | WGSP | EU
h | Flexible Load |  |  |  | - | [5 empty] | Load that can be modulated | [25 empty] | X | [5 empty] | CUG | EU
h | Flexible Load |  |  |  | - | [5 empty] | Load that can be modulated | [26 empty] | X |  |  |  |  | Distribution Grid Management/Microgrid | EU
| FLISR |  |  |  | - | [5 empty] | Fault location, isolation and system restoration (FLIR) | [29 empty] | X |  | - | EU
| forcast supply resources |  |  |  | Service | Conceptual |  | Business Service | Operations |  | provide forecasts of supply resources | [18 empty] | X | [13 empty] | US
| forecast demand |  |  |  | Service | Conceptual |  | Business Service | Service Provider |  | determine protocols for forcasting demand | [18 empty] | X | [13 empty] | US
| forecast equipment life |  |  |  | Service | Conceptual |  | Business Service | Transmission |  | using the information gathered in monitor equipment determine the remaining life of electrical components installed in the grid | [18 empty] | X | [13 empty] | US
| forecast equipment loading |  |  |  | Service | Conceptual |  | Business Service | Transmission |  | maintain equipment specific future load profiles | [18 empty] | X | [13 empty] | US
| forecast intermittent generation |  |  |  | Service | Conceptual |  | Business Service | Market |  | provide intermittent generation forecasts for various timescales as needed for grid management | [18 empty] | X | [13 empty] | US
| forecast resources |  |  |  | Service | Conceptual |  | Business Service | Operations |  | provide forecasts of system resources | [18 empty] | X | [13 empty] | US
| Forecast weather impacts |  |  |  | Service | Conceptual |  | Business Service | Operations |  | Forecast the potential impact of weather events on the grid assets | [18 empty] | X | [13 empty] | US
h | Forecasting support service |  |  |  | Service | Conceptual |  | Automation Service | Market |  | Provide support services for forecasting analytics in the market area | [18 empty] | X | [13 empty] | US
h | forecasting support service |  |  |  | Service | Conceptual |  | Automation Service | Market |  | Provide support services for short term forecasting | [18 empty] | X | [13 empty] | US
h | Frequency detection |  |  |  | Service | Conceptual |  | Automation Service | Transmission |  | Monitor frequency across system | [18 empty] | X | [13 empty] | US
h | Frequency detection |  |  |  | Service | Conceptual |  | Automation Service | Operations |  | Monitor energy frequency across system | [18 empty] | X | [13 empty] | US
| Frequency management support |  |  |  | Service | Conceptual |  | Automation Service | Operations |  | Provides a mechanism to manage the overall grid frequency within established limits | [18 empty] | X | [13 empty] | US
| Fuel cell | [29 empty] | X | [11 empty] | Lvl 1 DER |  |  | DER | X
| Functions, objects or data classified as Actors in references which may not be Actors | [42 empty] | US
d | Gas | This is an SOA Element, not an actor or role. |  |  | Actor | Logical |  | Device | Generation |  | Power source provided by gas turbines. Typically used as "peaker" to satisfy peak load requirements. These plants are closer to the distribution load, in areas with constraint or high load profiles. | [9 empty] | X | [22 empty] | US | X
| Gas Meter | NR: Water/Gas Metering |  |  | Actor | Logical |  | Device | Cross Cutting | Field Monitoring | A device that is either used for revenue grade at the pPoint of sSale measuring or facility grade device used for the transfer of gas, product and measuring usage and possibly control from one domain/system to another | [12 empty] | X | [19 empty] | US | X
| Gas turbine | [29 empty] | X | [11 empty] | Lvl 1 DER |  |  | DER | X
| Gateway | RM: Facility EMS/Gateway, CM: Building Gateway |  |  | Service | Conceptual |  | Application | Customer |  | The function of translating two or more dissimilar protocols. This role is often fufilled by a communications device (such as a router) used to send messages to devices and sub-systems in a building or structure or from one network domain to another. |  |  | function/ service |  |  |  |  | X |  | X | [22 empty] | US | X
| Generation | IE: Grid Scale Energy Resource (Section 6)/Bulk generatioon (Section 7); CM: Building Automation (System) Gateway |  |  | Role | Conceptual |  | Facility | Generation |  | Conventional or renewable generation connected to the transmission grid (69kV and up). Is 69kV really a requirement? This should include all generation types DER and bulk. Creating electricity. | role | producer | [12 empty] | X | [17 empty] | US | X | 1
| Generation Asset Management |  |  |  | Service | Logical |  | Application | Generation |  | Performed by roles actors to determine equipment maintenance schedules, calculate the life expectancy of the device. They also record equipment operations and maintenance history for future operational and engineering decisions. | [9 empty] | X | [22 empty] | US | X | 1 | X
| Generation forecasting |  |  |  | Service | Conceptual |  | Automation Service | Operations |  | Provide a mechanism to forecast capacity of grid connected resources based on estabilished parameters | [18 empty] | X | [13 empty] | US
| Generation Measure |  |  |  | Role | Conceptual | Measure | Application | Generation | Process | Performed by roles actors that provide visibility into the flow of power and the condition of the systems in the field. In the future measurement might be found in built into meters, transformers, feeders, switches and other devices in the grid. | [9 empty] | X | [22 empty] | US | X
| Generation Operation/Control | CM: Generation.Control |  |  | Service | Conceptual |  | Application | Generation |  | Performed by roles actors that permit Operations to manage generation assets in maintaining the flow of power and reliability of the system. Generation dispatch is based upon reliablity with economic dispatch. | [9 empty] | X | [22 empty] | US | X
| Generation Protection |  |  |  | Service | Conceptual |  | Application | Generation |  | Performed by rolesActors that react rapidly to faults and other events in the system that might cause power outages, brownouts, or the destruction of equipment. Performed to maintain high levels of reliability and power quality. May work locally or on a wide scale. | [9 empty] | X | [22 empty] | US | X
| Generation Record |  |  |  | Role | Conceptual |  | Application | Generation |  | Performed by actors that permit other domains to review what has happened on the grid for financial, engineering, operational, and forecasting purposes. | [9 empty] | X | [22 empty] | US | X
| Generation scheduler |  |  |  | Service | Conceptual |  | Automation Service | Operations |  | Provide a mechanism to support the scheduling of generation based on agreed parameters | [18 empty] | X | [13 empty] | US
| Generation Stabilize and Optimize |  |  |  | Service | Logical |  | Application | Generation |  | Performed by rolesactors that ensure the network is operating with the appropriate tolerances across the system. They may gather information to make control decisions that ensure reliable and proper operations (stability) or more efficient operations (optimization). Measurement and control form a feedback loop that allows grid operators to stabilize the flow of energy across the electric network or safely increase the load on a transmission path. | [9 empty] | X | [22 empty] | US | X
| Generation Substation |  |  |  | Actor | Logical |  | Facility | Generation |  | Centralized facility that steps-up voltage to transmission level. Usually located adjacent to the generation faciltiy. | [14 empty] | X | [17 empty] | US | X
| Generator |  |  |  | Role | [5 empty] | Generating electricity, contributing actively to voltage and reactive power control, required to provide the relevant data (information on outages, forecast, actual production) to the energy marketplace (see also the Articles 2.1 and 2.2 of the Directive). | [28 empty] | X |  |  | EG3 | EU
h | Generator |  |  |  | Role | [5 empty] | Generating electricity, contributing actively to voltage and reactive power control, required to provide the relevant data (information on outages, forecast, actual production) to the energy marketplace (see also the Articles 2.1 and 2.2 of the Directive). | [26 empty] | X |  |  |  |  | Distribution Grid Management/Microgrid | EU
h | Generator |  |  |  | Role | [5 empty] | Generating electricity, contributing actively to voltage and reactive power control, required to provide the relevant data (information on outages, forecast, actual production) to the energy marketplace (see also the Articles 2.1 and 2.2 of the Directive). | [26 empty] | X |  |  |  |  | Smart Home/Commercial/Industrial/DR-Customer EMS | EU
h | Geographic Information System |  | GIS | GIS | Service | Logical |  | Application | Operations |  | GIS formerly known as Automated Mapping/Facilities Management (AM/FM) contains the geographical information of the distribution power system circuit connectivity, as well as the parameters describing the power system facilities. Conceptually, the GIS' repository contains the transmission connectivity, ownerships and relevant customer-premises data. Repository of distribution system assets, their relationships (connectivity), ownerships, and activities. |  |  |  | X |  | X | [6 empty] | X | [19 empty] | US | X | p | X
h | Geographic Information System |  |  |  | System | [5 empty] | Geographic Information System is a system designed to capture, store, manipulate, analyze, manage, and present all types of geographical data. In the simplest terms, GIS is the merging of cartography, statistical analysis, and database technology. | [31 empty] | SG3 | EU |  | p | X
h | Geographic Information System (GIS) | [9 empty] | Geographic model of the distribution system, including the location and characteristics of all distribution equipment and DER systems (individually and/or in aggregate) | [19 empty] | X | [11 empty] | Lvl 4 DSO |  |  | DER | X
| Geographical inventory(AMGINV) |  |  |  | Application | [5 empty] | Management of geospatial data, typically by utilizing computer graphics technology to enter, store, and update graphic and non-graphic information. Geographic depictions and related non-graphic data elements for each entity are typically stored in some form of a data store. The graphic representations are referenced using a coordinate system that relates to locations on the surface of the earth. Information in the data store can be queried and displayed based upon either the graphic or non-graphic attributes of the entities. | [23 empty] | X | [7 empty] | 61968-IRM | EU
d | Geothermal | This is an SOA Element, not an actor or role. |  |  | Actor | Logical |  | Facility | Generation |  | Power plants using geothermal steam for their turbines. These facilitities are located on seismically active areas with hydrothermic reservoirs. | [9 empty] | X |  |  |  |  | X | [17 empty] | US | X
h | GIS Operator |  |  |  | Actor | Logical |  | Organizational Entity | Operations |  | Operator of the Geographic Information System | [17 empty] | X | [14 empty] | US | X
h | GIS Operator |  |  |  | Person | [5 empty] | Operator of the Geographical Information System | [29 empty] | X |  | 0 | EU
| Green House Gas support services |  |  |  | Service | Conceptual |  | Automation Service | Market |  | Provides support for the creation of products that support the management of green house gases | [18 empty] | X | [13 empty] | US
h | Grid |  |  |  | System | [5 empty] | Bulk power systems including power generation, transmission, and MV distribution | [25 empty] | X | [5 empty] | GUC | EU
h | Grid |  |  |  | System | [5 empty] | Power Distribution system | [29 empty] | X |  | - | EU
h | Grid |  |  |  | System | [5 empty] | - | [26 empty] | X |  |  |  |  | Bulk Generation | EU
h | Grid |  |  |  | System | [5 empty] | - | [26 empty] | X |  |  | X | - |  | US
h | Grid Access Provider |  |  |  | Role | Conceptual |  | Organizational Entity | Operations |  | A party responsible for providing access to the grid through a local metering point and its use for energy consumption or production to the party connected to the grid. | [17 empty] | X | [14 empty] | US | X
h | Grid Access Provider |  |  |  | Role | [5 empty] | A party responsible for providing access to the grid through a local metering point and its use for energy consumption or production to the party connected to the grid. | [21 empty] | X | [9 empty] | ENTSO-E Role model | EU
h | Grid Communications Network Providers |  |  |  | Service | Conceptual |  | Organization | Operations |  | They plan, build and maintain the communications systems that enable the data communication required to maintain grid stability, load balancing and fault protection systems. They also ensure compliance with the agreed service levels (Service Level Agreements including quality of service, data security and privacy) and compliance with any national and/or international regulations as necessary. | [16 empty] | X | [15 empty] | US | X
h | Grid communications network providers |  |  |  | Role | [5 empty] | Plan, build and maintain the communications systems that enable the data communication required to maintain grid stability, load balancing and fault protection systems by a TSO or DSO. This function is mostly executed by the TSO or the DSO, or may be performed by an independent actor but the overall responsibility and ownership of information remains with TSO and DSO.4 Grid communications network provider ensures compliance with the agreed service levels (Service Level Agreements including quality of service, data security and privacy) and compliance with any national and/or international regulations as necessary; | [28 empty] | X |  |  | EG3 | EU
h | Grid Condition Indicator |  |  |  | Service | Conceptual |  | Business Service | Market |  | Provide a location-based dynamic metric that illustrates the desired change in energy consumption. | [18 empty] | X | [13 empty] | US
h | Grid Condition Indicator |  |  |  | Service | Conceptual |  | Business Service | Operations |  | Provides a geographic specific indicator of the grid condition | [18 empty] | X | [13 empty] | US
| Grid Health Support |  |  |  | Service | Conceptual |  | Automation Service | Operations |  | Provide a mechanism to maintain the health of the grid to resist outages | [18 empty] | X | [13 empty] | US
| Grid Monitoring |  |  |  | Generic Role | [32 empty] | X |  |  | X | - |  | US
| Grid Operations | RM: Distribution Management; IE: Distribution Operation and Control |  |  | Service | Conceptual |  | Organization | Operations |  | Grid operations manage and controls all utility assets, services and processes in "real-time" for the distribution of electricity (and gas and water) to and from customers and may serve customers who do not choose direct access. | [7 empty] | X | [6 empty] | X | [17 empty] | US | X
| Grid Operations Core Network | IE: Utility Control/Operations/Enterprise LAN |  |  | Role | Logical |  | Facility | Operations |  | Local Area Networtk (LAN) infrastructure concentrating all operational networks. This includes grid operations management and control communications (eg: Field Area Networks (FANs), Substation Area Networks), as well as external party interfaces (eg: Market, Service Providers) | [14 empty] | X | [17 empty] | US | X
| Grid Operations Support |  |  |  | Service | Conceptual |  | Automation Service | Operations |  | Provides a mechanism to support overall operations of the grid | [18 empty] | X | [13 empty] | US
| Grid Operator |  |  |  | Role | [5 empty] | A party that operates one or more grids. | [21 empty] | X | [9 empty] | ENTSO-E Role model | EU
| Group Management |  |  |  | Service | Conceptual |  | Automation Service | Customer |  | A service that manages entity groupings | [18 empty] | X | [13 empty] | US
h | Head End System (HES) |  |  |  | System | [5 empty] | Central Data System collecting data via the AMI of various meters in its service area. It communicates via a WAN directly to the meters and/or to the NNAP of LNAP. | [27 empty] | X |  |  |  | SMCG | EU
h | HES |  |  |  | - | [5 empty] | Responsible for acquiring the reads from meters and/or from data concentrators Delivers the raw meter reads to MDM Repeats the reading for any missing reads Is the short-term interim data storage (1-3 months) for meter reads Pushes the event information upwards to MDM Supports the specific protocols of the concentrators and meters Contains some topology information and aggregation functionality for plug &br/>play solutions | [26 empty] | X |  |  |  |  | Smart Home/Commercial/Industrial/DR-Customer EMS | EU
| HES operator (A) |  |  |  | generic role | [5 empty] | External actor interacting with the system functions and components via the HES Head End System (Metering) | [27 empty] | X |  |  |  | SMCG | EU
| Health Monitoring |  |  |  | Service | Conceptual |  | Business Service | Customer |  | Provide a mechansim to check device health | [18 empty] | X | [13 empty] | US
| Home Appliance vendors |  |  |  | Role | Conceptual | Role | Organization | Customer | Enterprise | Home appliance manufacturers. Of special interest for Smart Grid is the inclusion of intelligent communicating appliances which can participate in Demand/Response situations and be monitored/controlled remotely | [16 empty] | X | [15 empty] | US | X
| Home automation end device |  |  |  | System | [5 empty] | Device providing additional functionalities enabling consumers to interact with their own environment. | [27 empty] | X |  |  |  | SMCG | EU
h | Home Automation Operator |  |  |  | Role | Physical |  | Person | Customer |  | External role actor interacting directly with the home automation end device. | [17 empty] | X | [14 empty] | US | X
h | Home Automation Operator (D) |  |  |  | generic role | [5 empty] | External actor interacting directly with the home automation end device. | [27 empty] | X |  |  |  | SMCG | EU
| Home customer |  |  |  | Role | [5 empty] | A residential consumer of electricity (including also agriculture users) may also be involved in contract-based Demand/Response. | [27 empty] | X |  |  |  | SMCG | EU
| Home Management |  |  |  | Service | Logical |  | Application | Service Provider |  | Service that monitors and controls home energy and potentially responds to signals while minimizing impact on home occupants. | [9 empty] | X | [22 empty] | US | X
h | Human Resources |  |  |  | Role | Conceptual |  | Organizational Entity | Operations |  | Human Resources (HR) roles actors manage personnel information and activities including safety, training, benefits, performance, review, compensation, recruiting, sceduling, training/employee job-ratings and expenses. HR also determines overtime scheduling and job qualifications for specifc tasks. | [9 empty] | X | [22 empty] | US | X
h | Human Resources (HR) |  |  |  | Application | [5 empty] | Resources (HR) actors manage personnel information and activities including safety, training, benefits, performance, review, compensation, recruiting, scheduling, training/employee job-ratings and expenses. HR also determines overtime scheduling and job qualifications for specific tasks. | [23 empty] | X | [7 empty] | 61968-IRM | EU
h | Hydro Facility |  |  |  | Actor | Logical |  | Facility | Generation | Process | Superclass hydro | [15 empty] | X | [16 empty] | US | X | 1 | X
h | Hydro plant | [29 empty] | X | [11 empty] | Lvl 1 DER |  |  | DER | X
| Identify geographic area for field work order |  |  |  | Service | Conceptual |  | Automation Service | Distribution |  | This service identifies the field work order geographic information for distribution to the appropriate field resource. | [18 empty] | X | [13 empty] | US
| Imbalance Settlement Responsible |  |  |  | Role | Conceptual |  | Organization | Market |  | A party that is responsible for settlement of the difference between the contracted quantities and the realised quantities of energy products for the balance responsible parties in a market balance area. | [10 empty] | X | X | [5 empty] | X | [14 empty] | US | X
| Imbalance Settlement Responsible |  |  |  | Role | [5 empty] | A party that is responsible for settlement of the difference between the contracted quantities and the realised quantities of energy products for the balance responsible parties in a market balance area. | [21 empty] | X | [9 empty] | ENTSO-E Role model | EU
| Implicit Control Response |  |  |  | Service | Conceptual |  | Automation Service | Customer |  | A service that responds to energy data | [18 empty] | X | [13 empty] | US
| In Home Display | RM: Display; NR: Customer Premise Display; E: Intelligent HMI Energy Device | IHD | IHD | Service | Logical |  | Device ? | Customer |  | An In-Home Display (for Homes) or facilities console for other customers (e.g. commercial buildings, industrial facilities, or vehicles) displaying usage, cost and other information to customers. Could be implemented as a device, web portal, or through another mechanism | [7 empty] | X |  | X |  |  | X |  |  | X | [16 empty] | US | X
| Independent System Operator | RM: ISO/RTO; Independent System Operator/Regional Transmission Organization Wholesale Market | ISO | ISO | Role | Conceptual |  | Organization | Operations |  | Independent System Operator (ISO): An independent entity that monitors/controls a power gridover a limited geographic area (typically a single to few States). Responsible for generation and transmission coordination of electricity, high-level load management and other signals for distribution companies. Additionally responsible for managing the area's wholesale generation Market on the behalf of Market participants (Generation, Distributed Generation, Service Providers and Aggregators. |  |  |  |  | X | X | X | [5 empty] | X | [19 empty] | US | X
| Industrial Automation |  |  |  | Service | Logical |  | Application | Customer |  | System which controls devices at a large customer site which potentially could be used to direct building devices to increase/decrease load as needed. | [9 empty] | X | [22 empty] | US | X
| Industrial consumer |  |  |  | Role | [5 empty] | A large consumer of electricity in an industrial / manufacturing industry. May be involved in contract based Demand/Response. | [28 empty] | X |  |  | EG3 | EU
| Industrial Customer | EU: Transportation Customer |  |  | Role | Conceptual |  | Organization | Customer |  | A large business which receives electricity from the electric distribution system. Typically utilities define industrial customers with usage above a minimum threshold. | [16 empty] | X | [15 empty] | US | X
| Industrial Gateway |  |  |  | Actor | Physical |  | Device | Customer |  | Communications device which could be used to send messages to devices and systems at a large industrial customer site. | [9 empty] | X | [22 empty] | US | X
| Information & Communication Technology (ICT) service providers/Vendors |  |  |  | Role | Conceptual |  | Organization | Operations |  | Computer Systems, intelligent field equipment, communications equipment and software providers necessary to support grid operations | [16 empty] | X | [15 empty] | US | X
| Information Presentation |  |  |  | Service | Conceptual |  | Business Service | Customer |  | Provide a mechanism to display information from the system. | [18 empty] | X | [13 empty] | US
| Information Security Management |  |  |  | Service | Conceptual |  | Automation Service | Cross-cutting |  | Provides Security to data access protecting data confidentiality | [18 empty] | X | [13 empty] | US
| Infrastructure Planning (was deployment planning) |  |  |  | Service | Conceptual |  | Business Service | Customer |  | Building the Smart Grid System to support additional devices (e.g. Water, Gas) | [18 empty] | X | [13 empty] | US
| initate customer communication |  |  |  | Service | Conceptual |  | Automation Service | Service Provider |  | establish communications between customer and service provider | [18 empty] | X | [13 empty] | US
| initiate communication with customer |  |  |  | Service | Conceptual |  | Business Service | Service Provider |  | initiate communication channel with the end customer that allows two-way communication | [18 empty] | X | [13 empty] | US
| installation and maintenance of electrical service |  |  |  | Service | Conceptual |  | Business Service | Service Provider |  | install and maintain quality electrical service to customers within applicable limits | [18 empty] | X | [13 empty] | US
| Installation Service Technician |  |  |  | Actor | Physical |  | Person | Service Provider |  | Installer of communicating/controlable customer devices, Building Automation Systems (BAS) and components. | [17 empty] | X | [14 empty] | US | X
| Intelligent alarm detector |  |  |  | Service | Conceptual |  | Automation Service | Distribution |  | This service manages event alarms within the distribution system | [18 empty] | X | [13 empty] | US
| Intelligent alarm prioritization |  |  |  | Service | Conceptual |  | Automation Service | Distribution |  | This service prioritizes alarms within the distribution system for actions or mitigation. Prioritization will be updated as alarm actions are taken. | [18 empty] | X | [13 empty] | US
| Intelligent Alarm Processing: |  |  |  | Service | Conceptual |  | Business Service | Distribution |  | This service manages all levels of alarms to maintain correct operator action priorities. The metric for this service is related to correctly handling the variety of alarms that may be faced by operators. | [18 empty] | X | [13 empty] | US
| Intelligent alarm retention |  |  |  | Service | Conceptual |  | Automation Service | Distribution |  | This service stores alarms occurring within the distribution system for future reference, audit and investigations. | [18 empty] | X | [13 empty] | US
| Interconnection Trade Responsible |  |  |  | Role | Conceptual |  | Organization | Market |  | Is a market particpant or depends on one. r\Recognised by the Nomination Validator for the nomination of already allocated capacity. | [17 empty] | X | [14 empty] | US | X
| Interconnection Trade Responsible |  |  |  | Role | [5 empty] | Is a Balance Responsible Party or depends on one. He is recognised by the Nomination Validator for the nomination of already allocated capacity. Additional information: This is a type of Balance Responsible Party | [21 empty] | X | [9 empty] | ENTSO-E Role model | EU
| Internal Monitoring |  |  |  | Service | Conceptual |  | Automation Service | Customer |  | Entity health monitoring | [18 empty] | X | [13 empty] | US
| Internet Service Provider |  | ISP | ISP | Role | Conceptual |  | Organization | Service Provider |  | ISPs provide Internet access to Customer Premise Networks. | [14 empty] | X | [17 empty] | US | X
| Inter-regional Communications |  |  |  | Service | Conceptual |  | Automation Service | Operations |  | Provides a reliable mechanism to facilitate communications between control centers | [18 empty] | X | [13 empty] | US
| islanding support service |  |  |  | Service | Conceptual |  | Automation Service | Bulk Generation |  | Provide a platform for the management of isolation of energy sources from the rest of the grid | [18 empty] | X | [13 empty] | US
| ISO/RTO Operation |  |  |  | Role | Logical |  | Organization | Market | Market | A role that provides market driven perspective to the energy process. Interacts with operations across domains | [12 empty] | X |  | X | [17 empty] | US | X
| Key Management |  |  |  | Service | Conceptual |  | Automation Service | Cross-cutting |  | A service which sets the security parameters associated with key materials | [18 empty] | X | [13 empty] | US
| Least cost dispatch |  |  |  | Service | Conceptual |  | Business Service | Bulk Generation |  | Provide a mechanism to allow for the lowest cost units to be called on first for providing energy | [18 empty] | X | [13 empty] | US
| Lighting |  |  |  | Actor | Physical |  | Device | Customer |  | Customer owned system which provides illumination and which is potentially controllable by automation or load control systems. | [9 empty] | X | [22 empty] | US | X
| LNAP |  |  |  | System | [5 empty] | The Local Network Access Point is a functional entity that provides access to one or more metering end devices, displays and home automation end devices connected to the local network (LN). It may allow data exchange between different functional entities connected to the same LN. | [27 empty] | X |  |  |  | SMCG | EU
| Load | IE: AC Loads (Sect 6), Loads (Sect 7) |  |  | Role | Logical |  | Device | Customer |  | Device connected to the distribution system that draws power from the grid. Load devices can be appliances, pump controls, HVACs, electric vehicles, etc | [14 empty] | X | [17 empty] | US | X
| Load Analysis |  |  |  | Service | Conceptual |  | Automation Service | Customer |  | A service that analyzes load information | [18 empty] | X | [13 empty] | US
| Load Detecting |  |  |  | Service | Conceptual |  | Automation Service | Customer |  | A service that obtains Load information | [18 empty] | X | [13 empty] | US
| Load Device |  |  |  | Actor | Logical |  | Device | Customer |  | Device connected to the distribution system which consumes electricity. Load devices can be e.g. appliances, pump controls, HVACs, electric vehicles | [9 empty] | X | [22 empty] | US | X
h | Load flow modeler |  |  |  | Service | Conceptual |  | Automation Service | Transmission |  | Provides the calculations necessary to perform load flow analysis. | [18 empty] | X | [13 empty] | US
h | Load flow modeler |  |  |  | Service | Conceptual |  | Automation Service | Distribution |  | Provides the calculations necessary to perform load flow analysis. | [18 empty] | X | [13 empty] | US
| Load forecast analyzer |  |  |  | Service | Conceptual |  | Automation Service | Distribution |  | Analyzes load forecasts to determine the future distribution model necessary to support the projected load | [18 empty] | X | [13 empty] | US
| Load forecast detector |  |  |  | Service | Conceptual |  | Automation Service | Distribution |  | Provides the inputs necessary to perform a distribution load forecast including weather, economics and scaling algorithms. | [18 empty] | X | [13 empty] | US
h | Load forecaster |  |  |  | Service | Conceptual |  | Automation Service | Transmission |  | Provides the short term load forecast for the system. | [18 empty] | X | [13 empty] | US
h | Load forecaster |  |  |  | Service | Conceptual |  | Automation Service | Distribution |  | Provides the short term load forecast for the distribution system. | [18 empty] | X | [13 empty] | US
| Load Forecasting |  |  |  | Service | Conceptual |  | Automation Service | Service Provider |  | Provides Energy Bid for a market trading period | [18 empty] | X | [13 empty] | US
| Load Management System |  | LMS | LMS | Service | Logical |  | Application | Operations |  | LMS balances load by controlling Customer appliances and equipment (DR, DER, EV and ES charging/discharging). To do this LMS processes load management program contracts, relevant historic information, profiles, behavioral models, customer-specific power quality and reliability characteristics. |  |  |  | X |  | X | [6 empty] | X | [19 empty] | US | X
| Load Serving Entity |  | LSE | LSE | Role | Logical |  | Organization | Service Provider |  | A role which carries the responsibility of serving end-users and selling electric energy to end-users. | [11 empty] | X | [20 empty] | US | X
| Load transfer |  |  |  | Service | Conceptual |  | Automation Service | Distribution |  | Performs automated load transfer actions of sectional areas across the distribution system. | [18 empty] | X | [13 empty] | US
| Local Authority |  |  |  | Role | Conceptual | Manager | Organization | Generation | Enterprise | A party that produces electricity Additional information: This is a type of Party Connected to the Grid | [17 empty] | X | [14 empty] | US | X
| Local EPS | [9 empty] | An EPS contained entirely within a single premises or group of premises | [19 empty] | X | [11 empty] | Lvl 0 EPS |  |  | DER | X
| Local Regulatory Authority | N: regulator, state regulator |  |  | Role | Conceptual |  | Organization | Agency | Enterprise | A regulatory authority responsible for the oversight and administration of utility service-related functions within its jurisdiction. | [11 empty] | X | [20 empty] | US | X
| Locational demand history service |  |  |  | Service | Conceptual |  | Automation Service | Market |  | Provide an information platform that provides access to the demand history for any location on the grid for any time in history | [18 empty] | X | [13 empty] | US
| Long Term Demand forecast |  |  |  | Service | Conceptual |  | Business Service | Market |  | Maintain a long term demand forecast for various customer classes within the control area | [18 empty] | X | [13 empty] | US
h | Long term forecasting support service |  |  |  | Service | Conceptual |  | Automation Service | Transmission |  | Provide support services for long term scenario based forecasting | [18 empty] | X | [13 empty] | US
h | Long term forecasting support service |  |  |  | Service | Conceptual |  | Automation Service | Market |  | Provide support services for long term scenario based forecasting | [18 empty] | X | [13 empty] | US
h | Long term forecasting support service |  |  |  | Service | Conceptual |  | Automation Service | Bulk Generation |  | Provide support services for long term scenario based forecasting | [18 empty] | X | [13 empty] | US
| Loss location management: |  |  |  | Service | Conceptual |  | Business Service | Distribution |  | This service manages the location of non-technical energy losses on the distribution system. | [18 empty] | X | [13 empty] | US
| Magnetic Energy Storage Systems | IEEE: Superconducting Magnetic Energy Storage Systems | SMES | SMES | Actor | Physical |  | Device | Cross Cutting | Process | SMES stores energy in a superconducting coil which is cryogenically cooled to its superconducting critical tempature. | [14 empty] | X | [17 empty] | US | X | 1 | X
| maintain contingency plans |  |  |  | Service | Conceptual |  | Business Service | Transmission |  | develop plans, including fail over, that allow the system to continue to operate when problems arise | [18 empty] | X | [13 empty] | US
| maintain equipment characteristics |  |  |  | Service | Conceptual |  | Business Service | Transmission |  | maintain all characteristics of electrical components installed in the system | [18 empty] | X | [13 empty] | US
| maintain equipment characteristics |  |  |  | Service | Conceptual |  | Business Service | Transmission |  | maintain all characteristics of electrical components installed in the system | [18 empty] | X | [13 empty] | US
| maintain facilities |  |  |  | Service | Conceptual |  | Business Service | Bulk Generation |  | Provide maintence sufficient to maintain generation units in operational condition | [18 empty] | X | [13 empty] | US
| maintain history |  |  |  | Service | Conceptual |  | Business Service | Market |  | Maintain a history of market transactions | [18 empty] | X | [13 empty] | US
| Maintain Market History |  |  |  | Service | Conceptual |  | Business Service | Market |  | Provide management of historical market information | [18 empty] | X | [13 empty] | US
| Maintain network model |  |  |  | Service | Conceptual |  | Business Service | Operations |  | Maintain a time based model that represents the topology of the electrical power network | [18 empty] | X | [13 empty] | US
| maintain physical security |  |  |  | Service | Conceptual |  | Business Service | Transmission |  | manage the physical facilities of the system to maintain control of physical access to the system | [18 empty] | X | [13 empty] | US
| maintain stability |  |  |  | Service | Conceptual |  | Business Service | Transmission |  | manage energy flow in the grid to ensure stable grid operation | [18 empty] | X | [13 empty] | US
| maintain state information |  |  |  | Service | Conceptual |  | Business Service | Transmission |  | using the information gathered in monitor equipment determine the remaining capacity of the system to handle more energy | [18 empty] | X | [13 empty] | US
| maintain system |  |  |  | Service | Conceptual |  | Business Service | Transmission |  | manage the maintenance of the system equipment to maintain operational capability | [18 empty] | X | [13 empty] | US
| maintain system Integrity |  |  |  | Service | Conceptual |  | Business Service | Bulk Generation |  | provide the controls that will facilitate several scenarios for keeping the energy flowing through the system when issues occur | [18 empty] | X | [13 empty] | US
| maintain topology |  |  |  | Service | Conceptual |  | Business Service | Transmission |  | manage the mapping of the logical connectivity possible in the overall system | [18 empty] | X | [13 empty] | US
| maintain voltage |  |  |  | Service | Conceptual |  | Business Service | Transmission |  | manage embedded equipment in the grid to adjust voltage to stay within compliance limits | [18 empty] | X | [13 empty] | US
h | Maintenance and Construction | EU-WGSP: Maintenance and Inspection |  | EU-WGSP: MC-MAI | Service | Logical |  | Application | Operations |  | Maintenance and Construction actors coordinate equipment inspection, cleaning and adjustment , organize construction and design, dispatch and schedule maintenance and construction work, capture records gathered by field personnel and permit them to view necessary information to perform their tasks. | [9 empty] | X | [7 empty] | X | [14 empty] | US | X
h | Maintenance and Construction (MC) |  |  |  | System | [5 empty] | Maintenance and Construction actors coordinate equipment inspection, cleaning and adjustment , organize construction and design, dispatch and schedule maintenance and construction work, capture records gathered by field personnel and permit them to view necessary information to perform their tasks. | [23 empty] | X | [7 empty] | 61968-IRM | EU
| Maintenance and inspection (MC-MAI) |  |  |  | Role | [5 empty] | Work involving inspection, cleaning, adjustment, or other service of equipment to enable it to perform better or to extend its service life. Examples of maintenance work are routine oil changes and painting.Examples of inspection work are pole inspections, vault inspections, and substation inspections. | [23 empty] | X | [7 empty] | 61968-IRM | EU
| Maintenance forecast |  |  |  | Service | Conceptual |  | Automation Service | Distribution |  | Provides an estimate of the distribution field equipment maintenance requirements based on operational equipment characteristics. | [18 empty] | X | [13 empty] | US
| maintenance management |  |  |  | Service | Conceptual |  | Automation Service | Transmission |  | provides support for assigning maintenance personnel to tasks | [18 empty] | X | [13 empty] | US
| maintenance planning support service |  |  |  | Service | Conceptual |  | Automation Service | Bulk Generation |  | Provide a platform to coordinate maintenance planning on energy sources attached to the grid | [18 empty] | X | [13 empty] | US
| Maintenance Prioritization |  |  |  | Service | Conceptual |  | Automation Service | Service Provider |  | Prioritizes maintenance and improvements impacting electric service quality | [18 empty] | X | [13 empty] | US
| Maintenance Prioritization Collector |  |  |  | Service | Conceptual |  | Automation Service | Service Provider |  | Aggregates reliability and power quality status | [18 empty] | X | [13 empty] | US
h | Maintenance Prioritization Notification |  |  |  | Service | Conceptual |  | Automation Service | Service Provider |  | Provides the prioritization of maintenance and improvements impacting electric service quality. | [18 empty] | X | [13 empty] | US
h | maintenance support service |  |  |  | Service | Conceptual |  | Automation Service | Transmission |  | Provide a platform to execute maintenance to maintain units in operational condition | [18 empty] | X | [13 empty] | US
h | maintenance support service |  |  |  | Service | Conceptual |  | Automation Service | Bulk Generation |  | Provide a platform to execute maintenance to maintain units in operational condition | [18 empty] | X | [13 empty] | US
| manage adverse conditions |  |  |  | Service | Conceptual |  | Business Service | Bulk Generation |  | provide analytics to determine adverse impacts that can be managed before they become operational problems | [18 empty] | X | [13 empty] | US
| manage aggregators |  |  |  | Service | Conceptual |  | Business Service | Market |  | Determine mechanism for aggregators of energy resources to engagge in markets | [18 empty] | X | [13 empty] | US
| manage ancillary services |  |  |  | Service | Conceptual |  | Business Service | Bulk Generation |  | provide a set of reserve resources that can be used to maintain the grid within compliance limits | [18 empty] | X | [13 empty] | US
| manage availability of communication |  |  |  | Service | Conceptual |  | Business Service | Service Provider |  | ensure communication of system parameters available to the customer within applicable limits | [18 empty] | X | [13 empty] | US
| manage availability of communication |  |  |  | Service | Conceptual |  | Business Service | Cross-cutting |  | ensure communication of information to the customer | [18 empty] | X | [13 empty] | US
| manage blackouts |  |  |  | Service | Conceptual |  | Business Service | Transmission |  | operate a mechanism to manage rolling blackouts as part of an overall balancing scheme | [18 empty] | X | [13 empty] | US
| manage cold start |  |  |  | Service | Conceptual |  | Business Service | Bulk Generation |  | bring an out of service unit on line as an independent source | [18 empty] | X | [13 empty] | US
| manage communication |  |  |  | Service | Conceptual |  | Business Service | Service Provider |  | maintain communication of system parameters as they relate to customer decision making | [18 empty] | X | [13 empty] | US
| manage contingency event |  |  |  | Service | Conceptual |  | Business Service | Operations |  | Provide pre-determined protocol instructions for responding to a contingency event | [18 empty] | X | [13 empty] | US
| manage contractual compliance |  |  |  | Service | Conceptual |  | Business Service | Bulk Generation |  | units have contractual commitments on when to run at what rate | [18 empty] | X | [13 empty] | US
| manage control of generation |  |  |  | Service | Conceptual |  | Business Service | Bulk Generation |  | provide a mechanism to directly control the inputs and outputs of generation units | [18 empty] | X | [13 empty] | US
| manage customers |  |  |  | Service | Conceptual |  | Business Service | Operations |  | facilitate communication with end customers | [18 empty] | X | [13 empty] | US
| Manage data sharing across organizations |  |  |  | Service | Conceptual |  | Business Service | Bulk Generation |  | Provide stakeholders in different organizations with required data | [18 empty] | X | [13 empty] | US
| manage demand |  |  |  | Service | Conceptual |  | Business Service | Operations |  | provide a mechanism to reduce end-customer energy costs | [18 empty] | X | [13 empty] | US
| manage demand response |  |  |  | Service | Conceptual |  | Business Service | Transmission |  | operate a mechanism to manage interruptable loads as part of an overall balancing scheme | [18 empty] | X | [13 empty] | US
| manage DER |  |  |  | Service | Conceptual |  | Business Service | Transmission |  | manage DER as a part of the resource mix for balancing energy demands | [18 empty] | X | [13 empty] | US
| Manage Devices |  |  |  | Service | Conceptual |  | Business Service | Cross-cutting |  | This service manages smart grid end devices | [18 empty] | X | [13 empty] | US
| manage direct access |  |  |  | Service | Conceptual |  | Business Service | Market |  | Provides the ability for end-customes to purchase power in the wholesale market | [18 empty] | X | [13 empty] | US
| Manage Direct Load Control Program |  |  |  | Service | Conceptual |  | Business Service | Operations |  | Offer managed load reduction schemes using direct operation of devices | [18 empty] | X | [13 empty] | US
| manage dispute |  |  |  | Service | Conceptual |  | Business Service | Market |  | Provide a mechanism to coordinate disputes on the market processes | [18 empty] | X | [13 empty] | US
| Manage distriburted energy resources |  |  |  | Service | Conceptual |  | Business Service | Operations |  | Develop mechanisms to include distributed energy resources (DER) in the operation of the electrical grid | [18 empty] | X | [13 empty] | US
| manage DR program |  |  |  | Service | Conceptual |  | Business Service | Operations |  | Offer managed load reduction schemes | [18 empty] | X | [13 empty] | US
| manage emergency response |  |  |  | Service | Conceptual |  | Business Service | Transmission |  | maintain a plan for recovering from major system disruptions | [18 empty] | X | [13 empty] | US
| manage emissions audit |  |  |  | Service | Conceptual |  | Business Service | Operations |  | maintain emmissions history for grid assets | [18 empty] | X | [13 empty] | US
| manage emissions from units |  |  |  | Service | Conceptual |  | Business Service | Bulk Generation |  | provide a mechanism that allows control of the emissions of a generation unit | [18 empty] | X | [13 empty] | US
| manage energy contracts |  |  |  | Service | Conceptual |  | Business Service | Market |  | provide a mechanism to manage the operation of energy contracts between market participants | [18 empty] | X | [13 empty] | US
| Manage energy resources |  |  |  | Service | Conceptual |  | Business Service | Operations |  | Provide a mechanism to direct connected energy resources to operate based on abnormal situations | [18 empty] | X | [13 empty] | US
| Manage energy storage |  |  |  | Service | Conceptual |  | Business Service | Operations |  | Develop mechanisms to include energy storage in the operation of the electrical grid | [18 empty] | X | [13 empty] | US
| manage equipment |  |  |  | Service | Conceptual |  | Business Service | Bulk Generation |  | provide a mechanism to control equipment operation in due time | [18 empty] | X | [13 empty] | US
| Manage equipment status |  |  |  | Service | Conceptual |  | Business Service | Bulk Generation |  | provide a mechanism to Manage the current characteristics of equipment | [18 empty] | X | [13 empty] | US
| manage forecasting |  |  |  | Service | Conceptual |  | Business Service | Bulk Generation |  | provide a mechanism to create scenarios of future demand for supply capability | [18 empty] | X | [13 empty] | US
| manage frequency |  |  |  | Service | Conceptual |  | Business Service | Operations |  | maintain electrical frequency within applicable limits | [18 empty] | X | [13 empty] | US
| manage grid operations |  |  |  | Service | Conceptual |  | Business Service | Operations |  | balance supply with demand of the electrical grid | [18 empty] | X | [13 empty] | US
| manage interconnect guidelines |  |  |  | Service | Conceptual |  | Business Service | Transmission |  | maintain a mechanism for managing the exchange of energy with distribution | [18 empty] | X | [13 empty] | US
| manage islanding |  |  |  | Service | Conceptual |  | Business Service | Bulk Generation |  | provide the ability to disconnect sections of the grid from each other to operate independently | [18 empty] | X | [13 empty] | US
| manage load control participants |  |  |  | Service | Conceptual |  | Business Service | Operations |  | facilitate participant involvement in load control | [18 empty] | X | [13 empty] | US
| manage load limits |  |  |  | Service | Conceptual |  | Business Service | Transmission |  | operate equipment in a manner that avoids overloads | [18 empty] | X | [13 empty] | US
| manage load shed |  |  |  | Service | Conceptual |  | Business Service | Transmission |  | manage the system balance by shedding load | [18 empty] | X | [13 empty] | US
| Manage market rules |  |  |  | Service | Conceptual |  | Business Service | Market |  | Develop mechanisms to manage the evolution of market rules | [18 empty] | X | [13 empty] | US
| Manage notification |  |  |  | Service | Conceptual |  | Business Service | Market |  | Provide notification of market events to interested parties | [18 empty] | X | [13 empty] | US
| manage participation |  |  |  | Service | Conceptual |  | Business Service | Market |  | develop guidelines for market participation | [18 empty] | X | [13 empty] | US
| manage past incipent failures |  |  |  | Service | Conceptual |  | Business Service | Bulk Generation |  | provide a mechanism switch away from incipent failures to maintain the system within compliance limits | [18 empty] | X | [13 empty] | US
| manage performance |  |  |  | Service | Conceptual |  | Business Service | Operations |  | maintain performance of equipment within applicable limits | [18 empty] | X | [13 empty] | US
| manage power flow |  |  |  | Service | Conceptual |  | Business Service | Transmission |  | react to rapid changes in the energy flow to maintain system parameters within compliance limits | [18 empty] | X | [13 empty] | US
| manage power interchange |  |  |  | Service | Conceptual |  | Business Service | Operations |  | Ensure power flow with neighboring control areas is coordinated | [18 empty] | X | [13 empty] | US
h | manage power quality |  |  |  | Service | Conceptual |  | Business Service | Bulk Generation |  | provide a mechanism to maintain energy quality within compliance limits | [18 empty] | X | [13 empty] | US
h | manage power quality |  |  |  | Service | Conceptual |  | Business Service | Operations |  | manages the operational quality of the power on the system | [18 empty] | X | [13 empty] | US
| manage protection scheme |  |  |  | Service | Conceptual |  | Business Service | Transmission |  | maintain a set of schemes for protecting the system from damage by electrical overload | [18 empty] | X | [13 empty] | US
| manage quality of service |  |  |  | Service | Conceptual |  | Business Service | Operations |  | provide mechanism to ensure business services remain within predetermined metrics | [18 empty] | X | [13 empty] | US
h | manage reserves |  |  |  | Service | Conceptual |  | Business Service | Operations |  | manage an inventory of reserves to cover contingencies | [18 empty] | X | [13 empty] | US
h | manage reserves |  |  |  | Service | Conceptual |  | Business Service | Operations |  | track the remaining capacity in the market to meet demand | [18 empty] | X | [13 empty] | US
| manage scheduled outages |  |  |  | Service | Conceptual |  | Business Service | Bulk Generation |  | plan out of service time for maintenance on generation facilities | [18 empty] | X | [13 empty] | US
| manage scheduling of facilities |  |  |  | Service | Conceptual |  | Business Service | Bulk Generation |  | provide analytics that will develop an operations plan for generation units based on known characteristics | [18 empty] | X | [13 empty] | US
| Manage Security Policies |  |  |  | Service | Conceptual |  | Business Service | Cross-cutting |  | This service manages Security Policies for Smart Grid Operations | [18 empty] | X | [13 empty] | US
| manage stability |  |  |  | Service | Conceptual |  | Business Service | Transmission |  | manage energy flow in the grid to ensure stable grid operation | [18 empty] | X | [13 empty] | US
| manage storage |  |  |  | Service | Conceptual |  | Business Service | Transmission |  | maintain the integrated operation of storage at any point in the system | [18 empty] | X | [13 empty] | US
| manage supply |  |  |  | Service | Conceptual |  | Business Service | Transmission |  | manage the level of supply in the system to balance the system while maintaining the compliance limits | [18 empty] | X | [13 empty] | US
| manage switching |  |  |  | Service | Conceptual |  | Business Service | Transmission |  | manage a set of protocols to switch load on the system | [18 empty] | X | [13 empty] | US
| Manage system protection |  |  |  | Service | Conceptual |  | Business Service | Operations |  | Provide protection schemes that ensure the security of the system under fault conditions | [18 empty] | X | [13 empty] | US
h | Manage System Protection Execution: |  |  |  | Service | Conceptual |  | Business Service | Distribution |  | Manages the execution of system protection functions as they are occuring. | [18 empty] | X | [13 empty] | US
h | Manage System Protection Execution: |  |  |  | Service | Conceptual |  | Business Service | Distribution |  | Manage system protection post event analysis; This service manages the analysis of protection actions following an event episode. | [18 empty] | X | [13 empty] | US
| manage system re-start |  |  |  | Service | Conceptual |  | Business Service | Operations |  | re-initiate stable operation of a power grid after a failure | [18 empty] | X | [13 empty] | US
| manage system stability |  |  |  | Service | Conceptual |  | Automation Service | Transmission |  | manage the stability of the system | [18 empty] | X | [13 empty] | US
| manage transformer load |  |  |  | Service | Conceptual |  | Business Service | Transmission |  | maintain the load on transformers to avoid distortion of the wave form | [18 empty] | X | [13 empty] | US
| Manage unbalanced current: |  |  |  | Service | Conceptual |  | Business Service | Distribution |  | This service manages unbalanced current flows to keep distribution systems within acceptable engineering tolerances to optimize efficiency. | [18 empty] | X | [13 empty] | US
| manage unit commitment |  |  |  | Service | Conceptual |  | Business Service | Bulk Generation |  | provide a mechanism to confirm schedule operational compliance in generation units | [18 empty] | X | [13 empty] | US
| manage VAR |  |  |  | Service | Conceptual |  | Business Service | Transmission |  | manage VAR for all customers within compliance limits | [18 empty] | X | [13 empty] | US
| Manage variability |  |  |  | Service | Conceptual |  | Business Service | Operations |  | Provide reserves that can balance the variability of energy resources | [18 empty] | X | [13 empty] | US
h | manage voltage |  |  |  | Service | Conceptual |  | Business Service | Transmission |  | operate a mechanism to regulate voltage within compliance limits for all customers | [18 empty] | X | [13 empty] | US
h | manage voltage |  |  |  | Service | Conceptual |  | Business Service | Operations |  | maintain electrical voltage within applicable limits | [18 empty] | X | [13 empty] | US
h | Manage voltage |  |  |  | Service | Conceptual |  | Business Service | Operations |  | Manage the voltage in all parts of the system within established limits | [18 empty] | X | [13 empty] | US
| Managey Service Management |  |  |  | Service | Conceptual |  | Business Service | Cross-cutting |  | This service manages Managey service functions | [18 empty] | X | [13 empty] | US
| Manual Overide |  |  |  | Service | Conceptual |  | Business Service | Customer |  | Provide a mechanism to overide automated actions while assuring safety. | [18 empty] | X | [13 empty] | US
| Market | NR: Market |  |  | Service | Conceptual |  | Organization | Market |  | Market are entities that provide energy information/services. Market signal changes in the operation of the system based upon market economic variable to/from Customers, utilities, and Service Providers. Market include Retail, Wholesale and Demand/Response Programs. | [12 empty] | X |  | X | [17 empty] | US | X
| market auction support service |  |  |  | Service | Conceptual |  | Automation Service | Market |  | provides an auction service to allow a price based market balance | [18 empty] | X | [13 empty] | US
| market clearing support service |  |  |  | Service | Conceptual |  | Automation Service | Market |  | provides a matching service between supply and demand for any product to safely balance the market | [18 empty] | X | [13 empty] | US
| Market Communications Service |  |  |  | Service | Conceptual |  | Automation Service | Market |  | Provide a secure channel for communicating market information to all authorized parties | [18 empty] | X | [13 empty] | US
| Market Enrollment |  |  |  | Service | Logical |  | Application | Market |  | The collection of enrollment or tariff data for a Demand Resource Object to provide a specific market product or service. | [11 empty] | X | [20 empty] | US | X
| Market Generator |  |  |  | Role | Conceptual |  | Organization | Enterprise |  | Electricity producer (regardless of source), contributing actively to voltage and reactive power control, required to provide the relevant data (information on outages, forecast, actual production) to the energy marketplace | [14 empty] | X | [17 empty] | US | X | 1
| market history service |  |  |  | Service | Conceptual |  | Automation Service | Market |  | Provide a historical record of market related information | [18 empty] | X | [13 empty] | US
| Market Information Aggregator |  |  |  | Role | [5 empty] | Market Information Aggregator, A party that provides market related information that has been compiled fromthe figures supplied by different actors in the market. This information may also be published or distributed for general use. Note: The Market Information Aggregator may receive information from any market participant that is relevant for publication or distribution | [21 empty] | X | [9 empty] | ENTSO-E Role model | EU
| Market Limiter Service |  |  |  | Service | Conceptual |  | Automation Service | Market |  | Provide a service which restricts trading when the market trading exceeds market limits rules | [18 empty] | X | [13 empty] | US
| Market maker support service |  |  |  | Service | Conceptual |  | Automation Service | Market |  | Provide support services to allow a market maker | [18 empty] | X | [13 empty] | US
| Market Management | EU: Trader |  |  | Role | Logical |  | Organization | Market |  | A person or entity that buys and sells energy goods and services in an organized electricity market (Power Exchange) or Over the Counter.Market managers include Regional OPerations entities (Independent System Operators (RTOs), and Regional Transmissiopn Operators (RTO)s for wholesale markets. There are transmission, services and demand response markets as well. Some Distributed Generation (DG) | [9 empty] | X | [6 empty] | X | [15 empty] | US | X
| Market Operator |  |  |  | Role | [5 empty] | The unique power exchange of trades for the actual delivery of energy that receives the bids from the Balance Responsible Parties that have a contract to bid. The market operator determines the market energy price for the market balance area after applying technical constraints from the system operator. It may also establish the price for the reconciliation within a metering grid area. | [21 empty] | X | [9 empty] | ENTSO-E Role model | EU
| Market Operator |  |  |  | Role | [5 empty] | The unique power exchange of trades for the actual delivery of energy that receives the bids from the Balance Responsible Parties that have a contract to bid. The market operator determines the market energy price for the market balance area after applying technical constraints from the system operator. It may also establish the price for the reconciliation within a metering grid area. | [29 empty] | X | - |  | US
| Market operator (generic) | [29 empty] | X | [11 empty] | Lvl 5 Trans. And Market |  |  | DER
| Market Ops |  |  |  | Service | Conceptual |  | Application | Market |  | Manages and oversees wholesale power generation (and curtailment) contract execution. One of their primary functions is to deter market power abuses and anticompetitive behavior by ensuring transparency with respect to bilateral contracts. Functions include financial and goods sold clearing, price quotation streams, audit and balancing. | [9 empty] | X | [22 empty] | US | X
| Market Participant |  |  |  | Actor | Logical |  | Organization | Market |  | An organization registered with the System Operator that may take on roles such as Service Provider (SP), LSE, Trade Development Support Program (TDSP), and/or Market Aggregator in accordance with the System Operator’s market rules. | [11 empty] | X | [20 empty] | US | X
| Market Platform Service |  |  |  | Service | Conceptual |  | Automation Service | Market |  | Provide an automation platform that supports market functions | [18 empty] | X | [13 empty] | US
| market rules management service |  |  |  | Service | Conceptual |  | Automation Service | Market |  | Provide a central repository of market rules for use by all actors | [18 empty] | X | [13 empty] | US
| market simulation service |  |  |  | Service | Conceptual |  | Automation Service | Market |  | Provide a scenario based simulation service | [18 empty] | X | [13 empty] | US
| market trading history service |  |  |  | Service | Conceptual |  | Automation Service | Market |  | Provide a historical record of market related trading information | [18 empty] | X | [13 empty] | US
| market transparency |  |  |  | Service | Conceptual |  | Business Service | Market |  | Develop mechanisms to publish key market attributes to the public | [18 empty] | X | [13 empty] | US
| Measure Customer |  |  |  | Service | Conceptual |  | Business Service | Service Provider |  | provide for the measurement of a customer based on agreed physical characteristics | [18 empty] | X | [13 empty] | US
| Measurement |  |  |  | Role | Logical |  | Application | Customer |  | The role associated with the device or algorithm that measures the consumption or supply of an End Device. | [11 empty] | X | [20 empty] | US | X
| Measurement Collector |  |  |  | Service | Conceptual |  | Automation Service | Service Provider |  | Collects measurement from customer system | [18 empty] | X | [13 empty] | US
h | Measurement support |  |  |  | Service | Conceptual |  | Automation Service | Operations |  | Provides a mechanism to determine consumption statistics | [18 empty] | X | [13 empty] | US
h | Measurement support |  |  |  | Service | Conceptual |  | Automation Service | Service Provider |  | Provides a mechanism to collect physical measurement data from all customers | [18 empty] | X | [13 empty] | US
| Messaging |  |  |  | Service | Conceptual |  | Automation Service | Customer |  | A service that used to display information from the system to an entity | [18 empty] | X | [13 empty] | US
h | meter data collection |  |  |  | Service | Conceptual |  | Business Service | Service Provider |  | collect accurate meter data with various levels of granularity from end customer | [18 empty] | X | [13 empty] | US
h | meter data collection |  |  |  | Service | Conceptual |  | Business Service | Service Provider |  | collect accurate meter data with various levels of granularity from end customer using protocols to minimize cost | [18 empty] | X | [13 empty] | US
h | Meter Data Collector |  |  |  | Service | Conceptual |  | Automation Service | Service Provider |  | Collects measurement from end device equipment | [18 empty] | X | [13 empty] | US
h | Meter Data Collector , MDC |  |  |  | Role | [5 empty] | A party responsible for meter reading and quality control of the reading. | [21 empty] | X | [9 empty] | ENTSO-E Role model | EU
| Meter Data Management System | RM:Metering System; A:Meter Data Master System | MDMS | MDMS | Service | Logical |  | Application | Operations |  | Meter Data Master System (MDMS) provides meter information typically including physical (eg: type, serial, firmware), spatial, usage information (e.g. energy usage, energy generation, meter logs, meter test results) and makes data available to authorized systems. Most MDMS also provide data validation and verification for bill settlement. |  |  |  | X | [8 empty] | X | [19 empty] | US | X
| Meter Data Management System, MDMS |  |  |  | System | [5 empty] | System for validating, storing, processing and analyzing large quantities of meter data | [21 empty] | X | [9 empty] | ENTSO-E Role model | EU
h | meter data reporting |  |  |  | Service | Conceptual |  | Business Service | Service Provider |  | provide meter data to customer based on established parameters | [18 empty] | X | [13 empty] | US
h | Meter data reporting |  |  |  | Service | Conceptual |  | Automation Service | Service Provider |  | report meter data to customer based on reporting parameters using collected data | [18 empty] | X | [13 empty] | US
| Meter data reporting configuration |  |  |  | Service | Conceptual |  | Automation Service | Service Provider |  | set reporting parameters for data reporting to customer | [18 empty] | X | [13 empty] | US
h | Meter Operator |  | MO |  | Role | Conceptual |  | Organization |  |  | A party responsible for installing, maintaining, testing, certifying and decommissioning physical meters | [17 empty] | X | [14 empty] | US | X
h | Meter Operator, MO |  |  |  | Role | [5 empty] | A party responsible for installing, maintaining, testing, certifying and decommissioning physical meters | [21 empty] | X | [9 empty] | ENTSO-E Role model | EU
| Meter Reading and Control |  |  |  | Service | Logical |  | Application | Operations |  | Meter Reading and Control actors perform a variety of functions on the metering system including data collection, disconnect/reconnect, outage management, prepayment point of sale, power quality and reliability monitoring, meter maintenance and asset management, meter data management including validation, estimation and editing (VEE), customer billing, and load management, including load analysis and control, demand response, and risk management. | [9 empty] | X | [22 empty] | US | X
| Meter User (B) |  |  |  | generic role | [5 empty] | External actor interacting directly with the smart meter (Metering End Device). | [27 empty] | X |  |  |  | SMCG | EU
| Metered Data Aggregator | MDA |  |  | Role | Conceptual |  | Organization |  |  | A party responsible for the establishment and qualification of metered data from the Metered data responsible. This data is aggregated according to a defined set of market rules. | [17 empty] | X | [14 empty] | US | X
| Metered Data Aggregator , MDA |  |  |  | Role | [5 empty] | A party responsible for the establishment and qualification of metered data from the Metered data responsible. This data is aggregated according to a defined set of market rules | [21 empty] | X | [9 empty] | ENTSO-E Role model | EU
| Metering Authority |  | MA | MA | Role | Conceptual |  | Organization | Agency |  | A role which carries the responsibility of providing data necessary to determine the performance of a Resource. | [11 empty] | X | [20 empty] | US | X
| Metering, Billing, Utility Back Office - needs to be broken-up |  |  |  | Service | Conceptual |  | Application | Distribution |  | The systems used for collecting metering information, validating it, settling bills across accounting entities, and issuing bills to customers. | [5 empty] | X | [6 empty] | X | [19 empty] | US | X
| Metrology Measurement |  |  |  | Service | Conceptual |  | Business Service | Customer |  | Provide a mechansim to meter energy | [18 empty] | X | [13 empty] | US
| Micro Hydro |  |  |  | Actor | Logical |  | Facility | Customer |  | Customer owned river or stream driven power generation resource. Generation used for either Customer consumption or resale. Often particpates in Demand/Response programmes, could be a scheduled resource. | [13 empty] | X | [18 empty] | US | X | 1 | X
| Microgrid Control Center |  |  |  | - | [5 empty] | - | [26 empty] | X |  |  | X | - |  | US
| Microgrid DER EMS (MDEMS) | [9 empty] | System that manages the settings and dispatch of DER systems within a microgrid, and that can cause the microgrid to become an island and to reconnect with the Area EPS. | [19 empty] | X | [11 empty] | Lvl 2 FDEMS |  |  | DER | X
| Microgrid Distributed Generation Network | IE: Feeder Distributed Energy Resource/Microgrid Network |  |  | Actor | Logical |  | Facility | Distribution |  | These networks are comprised of all energy sources (eg: solar, wind, diesel, storage) not part of Generation. In most cases these energy resources are klocatd in industrial parks, campuses (ie: microgrids) | [14 empty] | X | [17 empty] | US | X | 1 | X
| Microgrid EPS | [9 empty] | A Local EPS that can operate as an island and is operated as a virtual resource to the Area EPS | [19 empty] | X | [11 empty] | Lvl 0 EPS |  |  | DER | X
| Microgrid Operator | [9 empty] | Responsible party for operational aspects of a microgrid | [19 empty] | X | [11 empty] | Lvl 2 FDEMS |  |  | DER | X
| Microgrid Operator |  |  |  | - | [5 empty] | 0 | [26 empty] | X |  |  | X | - |  | US
| Microgrid Owner | [9 empty] | Responsible party for market and financial decisions and contracts related to a microgrid | [19 empty] | X | [11 empty] | Lvl 2 FDEMS |  |  | DER
| Minimize Disruption |  |  |  | Service | Conceptual |  | Business Service | Operations |  | Develop mechanisms to minimize interruption of electrical service to customers | [18 empty] | X | [13 empty] | US
| Minimize outages |  |  |  | Service | Conceptual |  | Business Service | Operations |  | maintain the distribution system to minimize outage occurances | [18 empty] | X | [13 empty] | US
| Minimize outages |  |  |  | Service | Conceptual |  | Business Service | Operations |  | maintain the distribution system to minimize outage occurances | [18 empty] | X | [13 empty] | US
| Mobile metering service provider |  |  |  | Role | [32 empty] | X |  |  |  |  | Electric-transportation (ET) | EU
| Mobility Service Operator |  |  |  | Role | [5 empty] | A party offering standard mobility services for all type of vehicles (internal combustion engine vehicles as well as plug-in electric or full electric vehicles). “Mobility services” covers maintenance and repair contract, navigation or guidance services, help deskservices, driving assistance and any other type of services, linked to any vehicle data management exchanged between the vehicle and a communication platform with data aggregation or mining or extraction operation according data privacy regulations. A Mobility Service Operator could subscribe EV Charging Energy (e-Mobility) Services provided by an Energy (e-Mobility) Service Operator exactly in the same manner as it could subscribe other Area Energy Services managed by an Area Energy Service Operator. Additional information: a Mobility Service Operator could be considered as an Aggregator for conventional mobility services. | [22 empty] | X | [8 empty] | AhG Charging | EU
h | Modeler |  |  |  | Role | Logical |  | Organizational Entity | Operations |  | Organizational entity responsible for Person in charge of modeling the power network. | [17 empty] | X | [14 empty] | US | X
h | Modeler |  |  |  | Person | [5 empty] | Person in charge of modeling the network | [29 empty] | X |  |  | US
| MOL Responsible |  |  |  | Role | Logical |  | Role | Market |  | Responsible for the management of the available tenders for all Acquiring System Operators to establish the order of the reserve capacity that can be activated. | [17 empty] | X | [14 empty] | US | X
| MOL Responsible |  |  |  | Role | [5 empty] | Responsible for the management of the available tenders for all Acquiring System Operators to establish the order of the reserve capacity that can be activated. | [21 empty] | X | [9 empty] | ENTSO-E Role model | EU
| monitor all phases |  |  |  | Service | Conceptual |  | Business Service | Transmission |  | monitor all three phases of the system for energy flow characteristics | [18 empty] | X | [13 empty] | US
| monitor emissions |  |  |  | Service | Conceptual |  | Business Service | Operations |  | measure the environmental impact of grid assets | [18 empty] | X | [13 empty] | US
| monitor energy resources |  |  |  | Service | Conceptual |  | Business Service | Operations |  | Provide a mechanism to support review of the status of grid attached energy sources | [18 empty] | X | [13 empty] | US
h | monitor equipment |  |  |  | Service | Conceptual |  | Business Service | Transmission |  | operate a mechanism to maintain temporal characteristics on electrical components installed in the system | [18 empty] | X | [13 empty] | US
h | monitor equipment |  |  |  | Service | Conceptual |  | Business Service | Operations |  | report the health of equipment | [18 empty] | X | [13 empty] | US
| monitor equipment accuracy |  |  |  | Service | Conceptual |  | Business Service | Transmission |  | maintain status of accuracy for instrumentation in the field | [18 empty] | X | [13 empty] | US
| monitor generator emissions |  |  |  | Service | Conceptual |  | Business Service | Bulk Generation |  | provide a mechanism to measure emissions of a generation unit | [18 empty] | X | [13 empty] | US
| monitor generator performance |  |  |  | Service | Conceptual |  | Business Service | Bulk Generation |  | provide a mechanism to measure generation unit operational charateristics | [18 empty] | X | [13 empty] | US
| Monitor Market |  |  |  | Service | Conceptual |  | Business Service | Market |  | Analyze the effectiveness of market rules in maintaining an effective electric power market | [18 empty] | X | [13 empty] | US
| monitor resources |  |  |  | Service | Conceptual |  | Business Service | Operations |  | measure the real-time status of grid resources | [18 empty] | X | [13 empty] | US
| monitor system status |  |  |  | Service | Conceptual |  | Business Service | Transmission |  | manage instrumentation in the grid to maintain a picture of the grid situation | [18 empty] | X | [13 empty] | US
| Multi Unit Submeter |  |  |  | Actor | Physical |  | Device | Customer |  | Meter used to measure electric usage at individual units which are part of an multi-unit apartment buildings, condominiums, commercial buildings, mobile home parks, and similar multi-unit complexes. | [9 empty] | X | [22 empty] | US | X
| Multicast Communications Support |  |  |  | Service | Conceptual |  | Business Service | Cross-cutting |  | This service provides support for multicast communications | [18 empty] | X | [13 empty] | US
h | Multihoming network management |  |  |  | Service | Conceptual |  | Business Service | Cross-cutting |  | This service manages multihoming on smart grid networks | [18 empty] | X | [13 empty] | US
h | multi-market support service |  |  |  | Service | Conceptual |  | Automation Service | Market |  | provides the ability to act on cross market opportunities within the physical limits of the system | [18 empty] | X | [13 empty] | US
| Natural disaster sensors |  |  |  | Service | Conceptual |  | Automation Service | Distribution |  | This service provides information associated with natural events that have a high potential for significant disruption of the distribution system. Natural events could be attributed to events such as high wind, lightning, ice, flooding, earthquake or magnetic disturbance. | [18 empty] | X | [13 empty] | US
| Near Term Demand Forecast |  |  |  | Service | Conceptual |  | Business Service | Market |  | Provide forecast of demand over multiple near term time periods | [18 empty] | X | [13 empty] | US
| Neighborhood Area Network | NAN | NAN | NAN | Actor | Logical |  | Facility | Distribution |  | NANs provide communications to connect distribution field devices (commonly Smart Meters), Migrogrid/Distributed Generation to a Distribution Grid Operations Core Network | [14 empty] | X | [17 empty] | US | X
h | Neighbourhood Network Access Point (NNAP) |  |  |  | - | [5 empty] | The Neighbourhood Network Access Point is a functional entity that provides access to one or more LNAP’s, metering end devices, displays and home automation end devices connected to the neighbourhood network (NN). It may allow data exchange between different functional entities connected to the same NN. | [26 empty] | X |  |  |  |  | Smart Home/Commercial/Industrial/DR-Customer EMS | EU
h | Neighbourhood Network Access Point (NNAP) |  |  |  | - | [5 empty] | functional entity that provides access to one or more LNAP’s, metering end devices, displays and home automation end devices connected to the neighbourhood network (NN). It may allow data exchange between different functional entities connected to the same NN. | [26 empty] | X |  |  |  |  | Smart Home/Commercial/Industrial/DR-Customer EMS | EU
| net trades |  |  |  | Service | Conceptual |  | Business Service | Market |  | Will net trades across grid constraints up to the acceptable limit on that constraint | [18 empty] | X | [13 empty] | US
| Netting support service |  |  |  | Service | Conceptual |  | Automation Service | Market |  | Provide a matching support platform to match participant trades to obtain a true net position | [18 empty] | X | [13 empty] | US
| Network Address Management |  |  |  | Service | Conceptual |  | Business Service | Cross-cutting |  | This service manages the network address infrastructure for the smart grid | [18 empty] | X | [13 empty] | US
| Network calculations (NE-NCLC) |  |  |  | Application | [5 empty] | Used to develop a long-term (generally one year and beyond) plan for the reliability (adequacy) of the interconnected electric transmission and distribution networks. | [23 empty] | X | [7 empty] | 61968-IRM | EU
| Network Extension Planning (NE) |  |  |  | System | [5 empty] | Network Extension planning actors develop long term plans for power system reliability, monitor the cost, performance and schedule of construction, and define projects to extend the network such as new lines, feeders or switchgear | [23 empty] | X | [7 empty] | 61968-IRM | EU
| Network model visualization support service |  |  |  | Service | Conceptual |  | Automation Service | Market |  | Provide support services to allow visualization of the capability of the grid for a specific time frame | [18 empty] | X | [13 empty] | US
h | Network operation monitoring (NONMON) |  |  |  | Application | [5 empty] | Part of Network Operation Provides the means for supervising main substation topology (breaker and switch state) and control equipment status. It also provides the utilities for handling network connectivity and loading conditions. It also makes it possible to locate customer telephone complaints and supervise the location of field crews. | [23 empty] | X | [7 empty] | 61968-IRM | EU
h | Network operation monitoring (NO-NMON) |  |  |  | Application | [32 empty] | X |  |  | X | - |  | US
h | Network Operation Simulation |  |  |  | Service | Logical |  | Application | Operations |  | This set of services functions allows facilities to define, prepare and optimise the sequence of operations required for carrying out maintenance work on the system (release/clearance orders) and operational planning. | [17 empty] | X | [14 empty] | US | X
h | Network operation simulation (OPSIM) |  |  |  | Application | [5 empty] | This set of functions allows facilities to define, prepare and optimise the sequence of operations required for carrying out maintenance work on the system (release/clearance orders) and operational planning. | [23 empty] | X | [7 empty] | 61968-IRM | EU
h | Network Operations |  |  |  | Service | Conceptual |  | Application | Operations | Operations | The Network Operation domain is a sub-domain within Operation providing the monitoring, control, and maintanence of the utilities grid network. Key applications include monitoring and control remote field equipment (eg: Phase Measurement Units (PMU), capacitor banks, sectionalizers ) | [9 empty] | X | [22 empty] | US | X
h | Network Operations (NO) |  |  |  | System | [5 empty] | The Network Operation domain is a sub-domain within Operation providing the monitoring, control, and maintenance of the utilities network. Key applications include monitoring and control remote field equipment (e.g.: Phase Measurement Units (PMU), capacitor banks, sectionalizers ) | [23 empty] | X | [7 empty] | 61968-IRM | EU
h | Network Operations (NO) |  |  |  | System | [35 empty] | X |  | - | EU
h | Network Operations Analysis |  |  |  | Service | Logical |  | Application | Operations |  | Advanced analytics that compare records taken from real-time operation related with information on grid network incidents, connectivity and loading to optimize operations and schedule periodic maintenance. | [9 empty] | X | [22 empty] | US | X
h | Network Operations Analysis (NO-OFA) |  |  |  | Application | [5 empty] | Operation Feedback Analysis actors compare records taken from real-time operation related with information on network incidents, connectivity and loading to optimize operations and schedule periodic maintenance. | [23 empty] | X | [7 empty] | 61968-IRM | EU
h | Network Operations Analysis (NO-OFA) |  |  |  | Application | [32 empty] | X |  |  | X | - |  | US
| Network Operations Analyst | CM: Network Operations Analysis |  |  | Role | Logical |  | Organizational Entity | Operations |  | Operation Feedback role that Analysis actors compares records taken from real-time operation related with information on grid network incidents, connectivity and loading to optimize operations and schedule periodic maintenance. | [9 empty] | X | [22 empty] | US | X
d | Network Operations Calculations |  |  |  | Service | Conceptual |  | Application | Operations |  | Real-time Network Calculations actors (not shown) provide system operators with the ability to assess the reliability and security of the power system. | [9 empty] | X | [22 empty] | US | X
| Network Operations Calculations (NO-CLC) |  |  |  | Application | [5 empty] | Real-time Network Calculations actors provide system operators with the ability to assess the reliability and security of the power system. | [23 empty] | X | [7 empty] | 61968-IRM | EU
h | Network Operations Control | CM: 1) Distribution.Control, 2) Network Operations Control, 3) Transmission.Control; IE: Transmission Operation and Control |  |  | Service | Conceptual |  | Application | Operations |  | Centralized Aautomated and manual control operations of the system to manage the flow of power and Information Communications Technology (ICT), including cyber security to optimize reliabilty of the power delivery system and support infrastructure. Network control is coordinated by actors in this domain, they may only supervise wide area, substation, and local automatic or manual control. An example would be the use of phase angle regulators within a substation to control power flow between two adjacent power systems | [9 empty] | X |  |  |  |  | X | [17 empty] | US | X
h | Network Operations Control (NO-CTL) |  |  |  | Application | [5 empty] | Centralized automated and manual control operations of the system to manage the flow of power and optimize reliability of the system. Network control is coordinated by actors in this domain, they may only supervise wide area, substation, and local automatic or manual control. An example would be the use of phase angle regulators within a substation to control power flow between two adjacent power systems | [23 empty] | X | [7 empty] | 61968-IRM | EU
h | Network Operations Fault Analysis |  |  |  | Service | Logical |  | Application | Operations |  | Fault Management actors enhances the speed at which faults are located, identified, and sectionalized so service can be restored. They provide information for customers, coordinate with workforce dispatch and compile information for statistics. | [9 empty] | X | [22 empty] | US | X
h | Network Operations Fault Analysis (NO-FLT) |  |  |  | Application | [5 empty] | Fault Management actors enhance the speed at which faults are located, identified, and sectionalized so service can be restored. They provide information for customers, coordinate with workforce dispatch and compile information for statistics. | [23 empty] | X | [7 empty] | 61968-IRM | EU
| Network Operations Monitor |  |  |  | Service | Logical |  | Application | Operations |  | Network Operation Monitoring rolesactors supervise network topology, connectivity and loading conditions, including breaker and switch states, and control equipment status. They locate customer telephone complaints and field crews. | [9 empty] | X | [22 empty] | US | X
| Network Operations Reporting and Statistics |  |  |  | Service | Logical |  | Application | Operations |  | Operational Statistics and Reporting roles actors archive on-line data and to perform feedback analysis about system efficiency and reliability. | [9 empty] | X | [22 empty] | US | X
| Network Operations Reporting and Statistics (NOOST) |  |  |  | Application | [5 empty] | Operational Statistics and Reporting actors archive on-line data and to perform feedback analysis about system efficiency and reliability. | [23 empty] | X | [7 empty] | 61968-IRM | EU
| Network segment capacity and reliablity | EU: Network Calculations & Network Operations Calculations | NE-NCLC |  | Service | Conceptual |  | Application | Cross Cutting | Operations | Algorithms that provide information used to develop a long-term (generally one year and beyond) plan for the reliability (adequacy) of the interconnected electric transmission and distribution networks. EU: Real-time Network Calculations actors (not shown) provide system operators with the ability to assess the reliability and security of the power system. | [9 empty] | X | [7 empty] | X | [14 empty] | US | X
| NNAP |  |  |  | System | [5 empty] | The Neighbourhood Network Access Point is a functional entity that provides access to one or more LNAP‟s, metering end devices, displays and home automation end devices connected to the neighbourhood network (NN). It may allow data exchange between different functional entities connected to the same NN. | [27 empty] | X |  |  |  | SMCG | EU
| Nomadic Load (was PEV charging) Management |  |  |  | Service | Conceptual |  | Business Service | Customer |  | Manage the charging of Plug-In Electric Vehicles (PEVs) such that business goals are met. | [18 empty] | X | [13 empty] | US
| Nomadic Load Analysis |  |  |  | Service | Conceptual |  | Automation Service | Customer |  | A service that analyzes significant Nomidic Load | [18 empty] | X | [13 empty] | US
| Nomadic Load Detector |  |  |  | Service | Conceptual |  | Automation Service | Customer |  | A service that detects when significant load has entered the grid | [18 empty] | X | [13 empty] | US
| Nomadic Load Management |  |  |  | Service | Conceptual |  | Automation Service | Customer |  | A service that manages mobile devices in the Smart Grid that have significant load. | [18 empty] | X | [13 empty] | US
h | Nomination Validator |  |  |  | Role | Logical |  | Role | Market |  | Has the responsibility of ensuring that all capacity nominated is within the allowed limits and confirming all valid nominations to all involved parties. That roleHe informs the Interconnection Trade Responsible of the maximum nominated capacity allowed. Depending on market rules for a given interconnection the corresponding System Operators may appoint one Nomination Validator. | [17 empty] | X | [14 empty] | US | X
h | Nomination Validator |  |  |  | Role | [5 empty] | Has the responsibility of ensuring that all capacity nominated is within the allowed limits and confirming all valid nominations to all involved parties. He informs the Interconnection Trade Responsible of the maximum nominated capacity allowed. Depending on market rules for a given interconnection the corresponding System Operators may appoint one Nomination Validator. | [21 empty] | X | [9 empty] | ENTSO-E Role model | EU
| Non-Controllable Load | [9 empty] | Load that is not allowed to be modified | [19 empty] | X | [11 empty] | Lvl 1 DER |  |  | DER
| Non-Critical Load | [9 empty] | Loads within a Local EPS having the lowest priority of service. These loads may be left unserved in favor of Critical Loads. | [19 empty] | X | [11 empty] | Lvl 1 DER |  |  | DER
| Non-Intrusive Monitoring |  |  |  | Service | Conceptual |  | Business Service | Customer |  | Derive device load levels using non-intrusive measurements combined with analytic methods. | [18 empty] | X | [13 empty] | US
| Non-regulating DER System | [9 empty] | DER system not participating in frequency or voltage regulation. | [19 empty] | X | [11 empty] | Lvl 1 DER |  |  | DER | X
| Non-Repudiation Management |  |  |  | Service | Conceptual |  | Business Service | Cross-cutting |  | This service manages non-repudiation processes | [18 empty] | X | [13 empty] | US
d | Non-Utility Energy Provider |  |  |  | Actor | Logical |  | Application | Service Provider |  | Non-Utility that sells energy. | [9 empty] | X | [22 empty] | US | X
| Non-Utility Retail Energy Provider | CM: Third Party Retail Energy Provider |  |  | Service | Logical |  | Application | Service Provider | Enterprise | A non-utility energy supplier that sells energy to end-users. For example this could be a solar PV customer that sells back to the grid. | [9 empty] | X | [22 empty] | US | X
d | Normally Open Switch | CM: NO Switch | NO-Switch | NO-Switch |  |  |  | Device | Distribution |  | Circuit reconfiguration is widely used to support roles such as balance loading, improve voltage regulation and reduce system losses. Reconfiguration is accomplished by closing normally-open switches and opening normally-closed switches. | [9 empty] | X | [22 empty] | US | X
| Nuclear Generation Facility | IE: Nuclear Generation Facility |  |  | Actor | Logical |  | Facility | Generation |  | Power plant that produces electricity steam by using nuclear fuel. They provide the most inexpensive method of producing power and are commonly for base-load and ancillary services.Power generation which uses Nuclear energy for fuel to heat turbine water. | [9 empty] | X |  |  |  |  | X | [17 empty] | US | X | 1
| Obtain Customer Information |  |  |  | Service | Conceptual |  | Business Service | Service Provider |  | maintain communication channel with the end customer that allows two-way communication | [18 empty] | X | [13 empty] | US
| OEM |  |  |  | Role | [32 empty] | X |  |  |  |  | Electric-transportation (ET) | EU
| Open Market Service |  |  |  | Service | Conceptual |  | Automation Service | Market |  | Provide the ability to publish market data to the public | [18 empty] | X | [13 empty] | US
| operate unbalanced |  |  |  | Service | Conceptual |  | Business Service | Transmission |  | manage the system with different amounts of power flowing on each of the three phases | [18 empty] | X | [13 empty] | US
| Operational Condition Analyzer |  |  |  | Service | Conceptual |  | Automation Service | Bulk Generation |  | provide a platform to analyze abnormal conditions to provide solutions before the conditions become problems | [18 empty] | X | [13 empty] | US
| Operational Historian |  |  |  | Service | Conceptual |  | Automation Service | Operations |  | Provides a mechanism to record operations data for review | [18 empty] | X | [13 empty] | US
h | Operational Planning | CM: OPs Planning | OPs Planning | OPs Planning | Service | Logical |  | Application | Operations |  | Operational Planning and Optimization actors perform simulation of grid network operations, schedule switching actions, dispatch repair crews, inform affected customers, and schedule the importing of power. They keep the cost of imported power low through peak generation, switching, load shedding or demand response. | [9 empty] | X | [22 empty] | US | X
h | Operational Planning (OP) |  |  |  | System | [5 empty] | Operational Planning and Optimization actors perform simulation of network operations, schedule switching actions, dispatch repair crews, inform affected customers, and schedule the importing of power. They keep the cost of imported power low through peak generation, switching, load shedding or demand response. | [23 empty] | X | [7 empty] | 61968-IRM | EU
h | Operational state detector |  |  |  | Service | Conceptual |  | Automation Service | Transmission |  | Provides the operational characteristics of field equipment | [18 empty] | X | [13 empty] | US
h | Operational state detector |  |  |  | Service | Conceptual |  | Automation Service | Distribution |  | Provides the operational characteristics of field equipment | [18 empty] | X | [13 empty] | US
| Operator |  |  |  | - | [5 empty] | 0 | [26 empty] | X |  |  | X | - |  | US
| Optimal Load Flow: |  |  |  | Service | Conceptual |  | Business Service | Distribution |  | This service optimizes load flows on the distribution system | [18 empty] | X | [13 empty] | US
| optimize asset utilization |  |  |  | Service | Conceptual |  | Business Service | Operations |  | Identify dynamic limits for grid assests | [18 empty] | X | [13 empty] | US
| optimize equipment |  |  |  | Service | Conceptual |  | Business Service | Transmission |  | manage energy flow so that equipment usage is optimized | [18 empty] | X | [13 empty] | US
| optimize planned outage |  |  |  | Service | Conceptual |  | Business Service | Transmission |  | manage the optimization of equipment availablity for maintenance | [18 empty] | X | [13 empty] | US
| optimize power flow |  |  |  | Service | Conceptual |  | Business Service | Transmission |  | manage the flow of energy in the grid to minimize losses while supplying all demand | [18 empty] | X | [13 empty] | US
| Optimize Voltage to Reactive Power: |  |  |  | Service | Conceptual |  | Business Service | Distribution |  | This service manages voltage in relation to reactive power within the distribution system. | [18 empty] | X | [13 empty] | US
| Outage Analysis |  |  |  | Service | Conceptual |  | Business Service | Operations |  | Calculate the impact of maintenance requests on the electrical power system | [18 empty] | X | [13 empty] | US
| Outage Detector |  |  |  | Service | Conceptual |  | Automation Service | Service Provider |  | Detects events related to an outage | [18 empty] | X | [13 empty] | US
h | Outage impact |  |  |  | Service | Conceptual |  | Automation Service | Transmission |  | Determines the circuit components impacted by a planned outage. | [18 empty] | X | [13 empty] | US
h | Outage impact |  |  |  | Service | Conceptual |  | Automation Service | Distribution |  | Determines the circuit components impacted by a planned outage. | [18 empty] | X | [13 empty] | US
| Outage Information Collector |  |  |  | Service | Conceptual |  | Automation Service | Service Provider |  | Provides a collection of events related to an outage | [18 empty] | X | [13 empty] | US
h | Outage Management |  |  |  | Service | Conceptual |  | Business Service | Customer |  | Provide a mechanism to mitigate impact power failures through use of alternate energy supply sources. | [18 empty] | X | [13 empty] | US |  | p | X
h | Outage Management |  | OMS | OMS | Service | Conceptual |  | Application | Operations |  | Service that locates and tracks outages, status and their resolution. | [18 empty] | X | [13 empty] | US | X | p | X
h | Outage Management System |  | OMS | OMS | Service | Logical |  | Application | Operations |  | Application that locates and tracks outages, status and their resolution. OMS may be a stand-alone application or part of a DMS offering. Usual OMS functions include: • Predicting fuse or breakerlocation that opened upon failure. • Prioritizing restoration efforts and managing resources based upon criteria such as location of emergency facilities, size of outages, and duration of outages. • Providing information on extent of outages and number of customers impacted to management, media and regulators. • Estimation of restoration time. • Management of crews assisting in restoration. • Calculation of crews required for restoration. Usually interfaces to CIS, WMS and GIS applications; May interface to AMI systems for increased outage granularity. |  |  |  | X |  | X | [6 empty] | X | [19 empty] | US | X | p | X
h | Outage Management System |  |  |  | System | [5 empty] | Outage Management System; key application or system for distribution network operations, supports the control room operator during his jobs to plan and coordinate grid maintenance requiring de-energizing of network parts or to coordinate the remedial ac | [31 empty] | SG3 | EU |  | p | X
h | Outage Management System (OMS) | [29 empty] | X | [11 empty] | Lvl 4 DSO |  |  | DER | X
| Outage Management: |  |  |  | Service | Conceptual |  | Business Service | Distribution |  | This service manages outages on distribution systems. The metric for this service is related to system reliability indices. | [18 empty] | X | [13 empty] | US |  | p
| Outage minimization service |  |  |  | Service | Conceptual |  | Automation Service | Operations |  | provide a mechanism to automatically reconfigure the grid to minimize the time that customers spend without power | [18 empty] | X | [13 empty] | US |  | p
h | Outage notification |  |  |  | Service | Conceptual |  | Business Service | Market |  | Provide notification of planned outages to interested parties | [18 empty] | X | [13 empty] | US
h | Outage notification |  |  |  | Service | Conceptual |  | Automation Service | Transmission |  | Provides notification of planned outage to all impacted parties such as customers, operators, emergency services and municipalities. | [18 empty] | X | [13 empty] | US
h | Outage notification |  |  |  | Service | Conceptual |  | Automation Service | Distribution |  | Provides notification of planned outage to all impacted parties such as customers, operators, emergency services and municipalities. | [18 empty] | X | [13 empty] | US
| Outage planning support |  |  |  | Service | Conceptual |  | Automation Service | Operations |  | Provides a mechanism to schedule grid path outages while minimizing customer impacts to allow for maintenance | [18 empty] | X | [13 empty] | US
| Overlay Grid |  |  |  | - | [32 empty] | X |  |  | X | - |  | US
| Overlay Grid Control Center |  |  |  | System | [32 empty] | X |  |  | X | - |  | US
| Overlay Grid Operator |  |  |  | - | [5 empty] | 0 | [26 empty] | X |  |  | X | - |  | US
| Parking Service Operator |  |  |  | Role | [5 empty] | A party that offers parking services. A Parking Service Operator could subscribe to electricity charging services to an Area Energy Service Operator or Energy (e-Mobility) Service Operator. He could offer the service, in a complete different manner, including the charging service in the fees of the parking, because the current cost of one hour of parking is higher than the cost of electrical energy delivered by a slow charge service. The links with these Energy Operators have not been shown on the diagram only for readability reason. Additional information: a Parking Service Operator could be considered as an Aggregator. | [22 empty] | X | [8 empty] | AhG Charging | EU
| Participant |  |  |  | Role | Logical |  | Organizational Entity | Service Provider |  | The entity that represents resources to a market or distribution operator. | [11 empty] | X | [20 empty] | US | X
| Participant registration management system |  |  |  | Service | Conceptual |  | Automation Service | Market |  | Provides the ability to manage the registered participants for the market | [18 empty] | X | [13 empty] | US
| Party Connected to the Grid |  |  |  | Role | [5 empty] | A party that contracts for the right to consume or produce electricity at a metering point. | [21 empty] | X | [9 empty] | ENTSO-E Role model | EU
| PCC Switch | [9 empty] | Switch at the point of common coupling (PCC) between the Local EPS and the Area EPS | [19 empty] | X | [11 empty] | Lvl 0 EPS |  |  | DER
| Peaker |  |  |  | Role | Logical |  | Device | Transmission |  | Plants that can be brought online quickly and efficiently in reponse to excess demand. Usually sited near a Substation or within a Generation facility. Typically these are gas turbine-sets spinning the generators. | [14 empty] | X | [17 empty] | US | X | 1 | X
| Performance corrector |  |  |  | Service | Conceptual |  | Automation Service | Customer |  | A service that acts upon performance violations | [18 empty] | X | [13 empty] | US
| Performance status analyzer |  |  |  | Service | Conceptual |  | Automation Service | Customer |  | A service that analyzes Performance metrics | [18 empty] | X | [13 empty] | US
| Personnel security credential management |  |  |  | Service | Conceptual |  | Business Service | Cross-cutting |  | This service manages the security credentials for personnel working with smart grid systems | [18 empty] | X | [13 empty] | US
h | Phase current flow detector |  |  |  | Service | Conceptual |  | Automation Service | Transmission |  | Provides the individual phase current flow data of the entire distribution circuit or sectional area. | [18 empty] | X | [13 empty] | US
h | Phase current flow detector |  |  |  | Service | Conceptual |  | Automation Service | Distribution |  | Provides the individual phase current flow data at the entire circuit or sectional area. | [18 empty] | X | [13 empty] | US
h | Phase imbalance corrector |  |  |  | Service | Conceptual |  | Automation Service | Transmission |  | Provides a phase current imbalance actuation signal to a device for phase imbalance correction. | [18 empty] | X | [13 empty] | US
h | Phase imbalance corrector |  |  |  | Service | Conceptual |  | Automation Service | Distribution |  | Provides a phase current imbalance actuation signal to a device for phase imbalance correction. | [18 empty] | X | [13 empty] | US
| Phasor Measurement Unit |  | PMU | PMU | Actor | Physical |  | Device | Transmission |  | Measures the electrical waves on an electricity grid to determine the health of the system. | [12 empty] | X | [19 empty] | US | X
| Photovoltaic system (PV) | [29 empty] | X | [11 empty] | Lvl 1 DER |  |  | DER | X
| physical security |  |  |  | Service | Conceptual |  | Business Service | Operations |  | Provide secure locations | [18 empty] | X | [13 empty] | US
| Physical Security of Smart Grid Operations |  |  |  | Service | Conceptual |  | Business Service | Cross-cutting |  | This service manages the physical security of smart grid operations | [18 empty] | X | [13 empty] | US
| Planned Outage Management: |  |  |  | Service | Conceptual |  | Business Service | Distribution |  | This service supports planned outage management for distribution systems. | [18 empty] | X | [13 empty] | US
| planning support |  |  |  | Service | Conceptual |  | Automation Service | Transmission |  | Provides the ability to simulate future scenarios to keep energy flowing while dealing with possible system outages | [18 empty] | X | [13 empty] | US
| Plant Control System |  |  |  | Service | Logical |  | Application | Generation |  | Control System for a generating plant. For Generation these applications include plant and asset maintanence, HEAT rate calculations, scheduling, price signalling. DER plants usually use fewer and depend on other providers/applications for their operational needs. This is also called a Distributed Control System (DCS). | [6 empty] | X | [5 empty] | X | [19 empty] | US | X
| P-Node | This is an SOA Element, not an actor or role. |  |  | Role NA | Logical NA |  | Logical Entity | Operations |  | The price location of the Facility in the transmission and/or distribution network. | [11 empty] | X | [20 empty] | US
h | Point of Common Coupling |  |  |  | Actor | Logical |  | Facility | Distribution | Process | Point where a local electric power system is connected to an area electric power system | [18 empty] | X | [12 empty] | definition from IEEE 1547 | US | X
h | Point of Common Coupling (PCC) | [9 empty] | The point where a Local EPS is connected to an Area EPS. | [19 empty] | X | [11 empty] | Lvl 0 EPS |  |  | DER
d | Point of Interface |  |  | EU-WGSP: Party Connected to the Grid | na | na |  | Device | Customer |  | Point at which connection from the outside the Customer premises occurs. Can be a meter, Emergy Management System, Generation controller, controllable load device. This is a redundant term, use the appropriate term as necessary | [14 empty] | X | [17 empty] | US | X
| Point of Sale |  | CS-POS |  | Service | Logical |  | Application | Customer |  | A point of sale system is used for the management of prepayment meters, where a customer either purchases a token or makes a prepayment for service. | [10 empty] | X | X | [5 empty] | X | [14 empty] | US | X
h | Policy Management |  |  |  | Service | Conceptual |  | Automation Service | Cross-cutting |  | Creates policies for the domain | [18 empty] | X | [13 empty] | US
h | Policy Management |  |  |  | Service | Conceptual |  | Automation Service | Cross-cutting |  | Distributes policies to entities | [18 empty] | X | [13 empty] | US
| Power Characteristic Management |  |  |  | Service | Conceptual |  | Business Service | Customer |  | Manage power characteristics through direct operation of devices. | [18 empty] | X | [13 empty] | US
| Power Characteristic Management |  |  |  | Service | Conceptual |  | Business Service | Customer |  | Manage power characteristics through direct operation of devices. | [18 empty] | X | [13 empty] | US
h | Power equipment |  |  |  | - | [5 empty] | Equipment which directly operates on the Power System and controlled by SCS, including e.g.: On Loap tap changers (OLTC), Switched Capacitor banks , FACTS devices, Voltage Regulator Controllers | [25 empty] | X | [5 empty] | GUC | EU
h | Power Equipment |  |  |  | - | [5 empty] | 0 | [26 empty] | X |  |  |  |  | Distribution Grid Management/Microgrid | EU
| Power Exchange |  |  |  | Role | Conceptual |  | Organization | Market |  | Provides a market place for trading physical and financial (capacity/energy and derivates) contracts for capacity allocation by implicit auctions within the defined country, region or cross border. | [6 empty] | X | [25 empty] | US | X
| Power Flow Analyses |  |  |  | Service | Conceptual |  | Business Service | Distribution |  | This service manages the Power Flow Analyses processes. | [18 empty] | X | [13 empty] | US
| power flow simulation service |  |  |  | Service | Conceptual |  | Automation Service | Market |  | Provide a scenario based simulation service for the major market links | [18 empty] | X | [13 empty] | US
| Power Grid Equipment vendors | EU: Electric Power Grid Equipment vendors; |  |  | Role | Conceptual |  | Organization | Operations |  | Field equipment vendors. | [16 empty] | X | [15 empty] | US | X
| Power import scheduling and optimisation (OP-IMP) |  |  |  | - | [5 empty] | Power import scheduling and optimisation aims to minimise the cost of imported power by keeping the average imported power close to the contracted value, making use of peak plants, load switching or load shedding. | [23 empty] | X | [7 empty] | 61968-IRM | EU
| Power Plant DER EMS (PDEMS) | [9 empty] | System that manages the settings and dispatch of DER systems within a power plant | [19 empty] | X | [11 empty] | Lvl 2 FDEMS |  |  | DER | X
| Power Plant Operator | [9 empty] | Responsible party for operational aspects of a power plant | [19 empty] | X | [11 empty] | Lvl 2 FDEMS |  |  | DER
| Power Plant Owner | [9 empty] | Responsible party for market and financial decisions and contracts related to a power plant | [19 empty] | X | [11 empty] | Lvl 2 FDEMS |  |  | DER
| Power Plant System |  |  |  | - | [5 empty] | Applications managing a Power Plant | [24 empty] | X | [6 empty] | SG3 | EU
h | Power Quality analysis |  |  |  | Service | Conceptual |  | Automation Service | Distribution |  | Provides corrective action based on a system analysis of the power quality anomalies. | [18 empty] | X | [13 empty] | US
h | Power Quality Analysis |  |  |  | Service | Conceptual |  | Automation Service | Service Provider |  | Analyzes electric power quality by comparing measured parameters against desired parameters | [18 empty] | X | [13 empty] | US
h | Power Quality Analysis |  |  |  | Service | Conceptual |  | Automation Service | Service Provider |  | This service provides the analysis of electric power quality | [18 empty] | X | [13 empty] | US
h | Power Quality collector |  |  |  | Service | Conceptual |  | Automation Service | Distribution |  | This service retains the power quality sensor data for a distribution circuit component area. | [18 empty] | X | [13 empty] | US
h | Power Quality collector |  |  |  | Service | Conceptual |  | Automation Service | Distribution |  | This service retains the power quality sensor data from within customer sites throughout the distribution system. | [18 empty] | X | [13 empty] | US
| Power quality Control |  |  |  | Service | Conceptual |  | Automation Service | Customer |  | A service that directly operates devices for effecting power characteristics | [18 empty] | X | [13 empty] | US
| Power quality Control |  |  |  | Service | Conceptual |  | Automation Service | Customer |  | A service that directly operates devices for effecting power characteristics | [18 empty] | X | [13 empty] | US
| Power Quality corrective action |  |  |  | Service | Conceptual |  | Automation Service | Distribution |  | This service provides the activation signals to devices for execution of the power quality corrective action. | [18 empty] | X | [13 empty] | US
| Power Quality detector |  |  |  | Service | Conceptual |  | Automation Service | Distribution |  | This service provides the power quality detection data at the desired distribution circuit component area. | [18 empty] | X | [13 empty] | US
| Power Quality Improvement |  |  |  | Service | Conceptual |  | Business Service | Distribution |  | This service manages the improvement of power quality within the distribution system. | [18 empty] | X | [13 empty] | US
| Power quality management support |  |  |  | Service | Conceptual |  | Automation Service | Operations |  | Provides a control mechanism to maintain the power quality on the overall grid | [18 empty] | X | [13 empty] | US
h | Power Quality Monitoring: |  |  |  | Service | Conceptual |  | Business Service | Distribution |  | This service monitors power quality on the distribution system. | [18 empty] | X | [13 empty] | US
h | Power Quality Notification |  |  |  | Service | Conceptual |  | Automation Service | Service Provider |  | Notifies entities of electric power quality status | [18 empty] | X | [13 empty] | US
h | Power Quality Sensor |  |  |  | Service | Conceptual |  | Automation Service | Distribution |  | This service provides the power quality sensor data from within customer sites throughout the distribution system. | [18 empty] | X | [13 empty] | US
h | Power Quality Sensor |  |  |  | Service | Conceptual |  | Automation Service | Service Provider |  | Measures electric power quality parameters | [18 empty] | X | [13 empty] | US
| power quality services |  |  |  | Service | Conceptual |  | Business Service | Service Provider |  | manage the quality of electrical service by ensuring that it is within applicable limits | [18 empty] | X | [13 empty] | US
| power quality support service |  |  |  | Service | Conceptual |  | Automation Service | Bulk Generation |  | Provide a platform to manage power quality in the system based on temporal data inputs | [18 empty] | X | [13 empty] | US
| Power System Control Center | NR: Plant Control System - Distributed Control System |  |  | Zone | Logical |  | Facility | Operations | Operations | Power system central operations. This is the physical entity from which Grid Operations provides their services. Today these include Regional/Independent Operators, utility-owned transmission Operations and Distribution Operations facilities. | [6 empty] | X | [25 empty] | US | X
| Premise Installation and Maintenance |  |  |  | Service | Logical |  | Application | Service Provider | Enterprise | Business function or service that installs and maintains premise equipment. | [9 empty] | X | [22 empty] | US | X
| Premise Management |  |  |  | Service | Logical |  | Application | Operations |  | Information regarding the location of a service. This set of functions includes: Address management; Right-of-ways, easements, grants; and Real estate management. | [9 empty] | X | [22 empty] | US | X
| Premise surveillance |  |  |  | Service | Conceptual |  | Automation Service | Operations |  | mechanism for monitoring the security of a geographic location with alerting capability if established parameters are exceeded | [18 empty] | X | [13 empty] | US
h | Premises |  |  |  | Actor | Logical |  | Facility | Cross Cutting |  | A house or building or groups of buildings, together with its land and other improvements, occupied by a legal entity or considered in an official context | [11 empty] | X |  |  |  |  | X | [15 empty] | US | X
h | Premises (PRM) |  |  |  | - | [5 empty] | Information regarding the location of a service. This set of functions includes: Address management; Right of ways, easements, grants; and Real estate management. | [23 empty] | X | [7 empty] | 61968-IRM | EU
| Prepare Static Systems for Storm Conditions: |  |  |  | Service | Conceptual |  | Business Service | Distribution |  | This service includes the management of static preparations in anticipation of system disturbances due to impending storm conditions | [18 empty] | X | [13 empty] | US
| prevent demand asset damage |  |  |  | Service | Conceptual |  | Business Service | Service Provider |  | ensure mechnisms to prevent damage to demand assests | [18 empty] | X | [13 empty] | US
| Price based control |  |  |  | Service | Conceptual |  | Business Service | Customer |  | Ability to control devices using by communicating price | [18 empty] | X | [13 empty] | US
| Price Delivery |  |  |  | Service | Conceptual |  | Automation Service | Customer |  | A service that deliveres pricing information. | [18 empty] | X | [13 empty] | US
| price energy products |  |  |  | Service | Conceptual |  | Business Service | Market |  | provide time based prices for energy products for individual customers | [18 empty] | X | [13 empty] | US
| Privacy Policy Enforcement |  |  |  | Service | Conceptual |  | Business Service | Cross-cutting |  | This service manages privacy policy enforcement. Metrics for this service are traceability to applicable privacy policy requirements. | [18 empty] | X | [13 empty] | US
| Process Automation System |  |  |  | - | [5 empty] | Automation system to monitor and control industrial production plants. | [24 empty] | X | [6 empty] | SG3 | EU
| Producer |  |  |  | Role | [5 empty] | A party that produces electricity Additional information: This is a type of Party Connected to the Grid | [21 empty] | X | [9 empty] | ENTSO-E Role model | EU
h | Production Responsible Party |  |  |  | Role | Conceptual |  | Organization | Market |  | A party who can be brought to rights, legally and financially, for any imbalance between energy sold and produced for all associated metering points. Tye of Market Participant. | [17 empty] | X | [14 empty] | US | X
h | Production Responsible Party |  |  |  | Role | [5 empty] | A party who can be brought to rights, legally and financially, for any imbalance between energy sold and produced for all associated metering points. Additional information: This is a type of Balance Responsible Party | [21 empty] | X | [9 empty] | ENTSO-E Role model | EU
| profile support |  |  |  | Service | Conceptual |  | Automation Service | Operations |  | Provides a mechanism to provide customer demand profiles for customers | [18 empty] | X | [13 empty] | US
| Project definition (NEPRJ) |  |  |  | Application | [5 empty] | Planned work activities to enhance or extend the network and/or other assets. Example include line extension for new housing development, a new substation, switchgear change at a substation. Capital development projects (i.e., not billed to a customer) are usually justified with an business case. | [23 empty] | X | [7 empty] | 61968-IRM | EU
| Protect markets |  |  |  | Service | Conceptual |  | Business Service | Market |  | Provides a mechanism to protect the market from potentially damaging trading behaviour | [18 empty] | X | [13 empty] | US
| Protection Support |  |  |  | Service | Conceptual |  | Automation Service | Operations |  | provides an automated mechanism to manage system protection automatically | [18 empty] | X | [13 empty] | US
| provide black-start |  |  |  | Service | Conceptual |  | Business Service | Operations |  | Provide the ability to produce power without first requiring power from the grid | [18 empty] | X | [13 empty] | US
| Provide Communication Platform |  |  |  | Service | Conceptual |  | Business Service | Market |  | Provide infrastructure for secure, accurate and timely communication | [18 empty] | X | [13 empty] | US
| provide communications |  |  |  | Service | Conceptual |  | Business Service | Bulk Generation |  | provide a way to coordinate different facilities operations regardless of outside interference | [18 empty] | X | [13 empty] | US
| provide connectivity |  |  |  | Service | Conceptual |  | Business Service | Operations |  | maintain communication to equipment | [18 empty] | X | [13 empty] | US
| provide cost-benefit analysis |  |  |  | Service | Conceptual |  | Business Service | Bulk Generation |  | maintain business cases that provide traceability of project costs and benefits | [18 empty] | X | [13 empty] | US
| provide demand forecast |  |  |  | Service | Conceptual |  | Business Service | Market | [20 empty] | X | [13 empty] | US
| provide demand history |  |  |  | Service | Conceptual |  | Business Service | Market |  | Provide history of demand at all tracked locations on the grid | [18 empty] | X | [13 empty] | US
| provide demand profile |  |  |  | Service | Conceptual |  | Business Service | Operations |  | Provide a time versus demand curve that represents the typical demand of a customer | [18 empty] | X | [13 empty] | US
| provide fail over options |  |  |  | Service | Conceptual |  | Business Service | Bulk Generation |  | provide a mechanism to maintain the system within compliance limits when a resource is lost | [18 empty] | X | [13 empty] | US
| provide historical data |  |  |  | Service | Conceptual |  | Business Service | Operations |  | provides information for requested time frame | [18 empty] | X | [13 empty] | US
| Provide online training resources |  |  |  | Service | Conceptual |  | Automation Service | Distribution |  | This service enables the facilitation of web-based or computer application based training service for distribution operations personnel. | [18 empty] | X | [13 empty] | US
| Provide Operational platform |  |  |  | Service | Conceptual |  | Business Service | Market |  | Provide infrastructure necessary to operate power market | [18 empty] | X | [13 empty] | US
| Provide qualified resources for distribution operations |  |  |  | Service | Conceptual |  | Automation Service | Distribution |  | This service collects and presents qualifications of personnel trained to work on specific distribution equipment | [18 empty] | X | [13 empty] | US
| provide security |  |  |  | Service | Conceptual |  | Business Service | Bulk Generation |  | the expection is that the generation units will provide enough reserve to allow for the loss of part of the system | [18 empty] | X | [13 empty] | US
| Public Internet/Intranet |  |  |  | Zone | Logical |  | Facility | Operations | Communications | Public Internet is the pri,ary communications facility used between Grid Operations Core Network, Market, Third Party Providers, and Customer Portals. | [14 empty] | X | [17 empty] | US | X
| Public Network | [29 empty] | X | [11 empty] | Lvl 3 REP and ICT |  |  | DER
| Pumped Storage Facility | IE: 1) Pumped Hydraulic, 2) Compressed air |  |  | Actor | Logical |  | Device | Generation | Process | Stored compressed air, or water for power generation as a scheduled resource. Pumped storage is supplied by (but limited to) windmills, tide-driven pumps, electric pumps for closed loop systems. | [9 empty] | X |  |  |  |  | X | [17 empty] | US | X | 1 | X
| Pumped water storage | [29 empty] | X | [11 empty] | Lvl 1 DER |  |  | DER
| QoS Support |  |  |  | Service | Conceptual |  | Automation Service | Operations |  | mechanism to maintain operations QoS | [18 empty] | X | [13 empty] | US
| query customer info |  |  |  | Service | Conceptual |  | Automation Service | Service Provider |  | query customer for various parameters using commincation system | [18 empty] | X | [13 empty] | US
| Rapid Settlement support service |  |  |  | Service | Conceptual |  | Automation Service | Market |  | Provide a platform to collect all settlement data for rapid settlement | [18 empty] | X | [13 empty] | US
| RAS Support Service |  |  |  | Service | Conceptual |  | Automation Service | Operations |  | Provide support services for RAS | [18 empty] | X | [13 empty] | US
h | Reactive power detector |  |  |  | Service | Conceptual |  | Automation Service | Transmission |  | This service detects the reactive power flowing through a pre-defined section of a circuit. | [18 empty] | X | [13 empty] | US
h | Reactive power detector |  |  |  | Service | Conceptual |  | Automation Service | Distribution |  | This service detects the reactive power flowing through a pre-defined section of a circuit. | [18 empty] | X | [13 empty] | US
h | Reactive power detector |  |  |  | Service | Conceptual |  | Automation Service | Distribution |  | This service continuously monitors the reactive power within the distribution system. | [18 empty] | X | [13 empty] | US
| Reactive Power Management: |  |  |  | Service | Conceptual |  | Business Service | Distribution |  | This service manages reactive power on the distribution system to maintain reactive power | [18 empty] | X | [13 empty] | US
| Reactive Power Management: |  |  |  | Service | Conceptual |  | Business Service | Distribution |  | This service manages reactive power on the distribution system to maintain reactive power | [18 empty] | X | [13 empty] | US
h | Reactive power manager |  |  |  | Service | Conceptual |  | Automation Service | Distribution |  | This service continuously adjusts the reactive power within the distribution system. | [18 empty] | X | [13 empty] | US
h | Reactive power modifier |  |  |  | Service | Conceptual |  | Automation Service | Transmission |  | This service sends a calculated reactive power correction to a device at a selected point of a distribution circuit. | [18 empty] | X | [13 empty] | US
h | Reactive power modifier |  |  |  | Service | Conceptual |  | Automation Service | Distribution |  | This service sends a calculated reactive power correction to a device at a selected point of a distribution circuit. | [18 empty] | X | [13 empty] | US
| Reactor |  |  |  | Actor | Logical |  | Device | Transmission |  | (Shunt) Reactors compensate for the capacitive reactive power of the transmission cables. They are typically found in switch yards and substations. | [32 empty] | US | X | 1
| read meter data to improve billing process |  |  |  | Service | Conceptual |  | Business Service | Service Provider |  | share accurate meter data with authorized parties | [18 empty] | X | [13 empty] | US
| Real-Time Emergency Operations |  |  |  | Service | Conceptual |  | Business Service | Distribution |  | This service manages emergency operations within the distribution system within the appropriate timeframe. | [18 empty] | X | [13 empty] | US
h | Real-time State Estimator (RTSS) |  |  |  | Application | [5 empty] | Estimates current spatial-temporal state of grid in real-time. If a contingency in the grid is expected, it triggers a close-loop control or notify systems operators of the contingency via GUIs | [25 empty] | X | [5 empty] | GUC | EU
h | Real-time State Estimator (RTSS) |  |  |  | Application | [5 empty] | 0 | [26 empty] | X |  |  |  |  | Bulk Generation | EU
| Recloser |  |  |  | Actor | Logical |  | Device | Distribution |  | Reclosers (automatic) are control devices that open a circuit for monentary overload overcurrent and interrupt fault) conditions. Reclosers stay open after a preselect number of tries, isolating the faulted section of the circuit. Reclosers are typically pole-mounted. | [9 empty] | X | [22 empty] | US | X
| Reconciliation Accountable |  |  |  | Role | [5 empty] | A party that is financially accountable for the reconciled volume of energy products for a profiled Local metering point. | [21 empty] | X | [9 empty] | ENTSO-E Role model | EU
| Reconciliation Accountable Party |  |  |  | Role | Conceptual |  | Organization | Market |  | A party that is financially accountable for the reconciled volume of energy products for a profiled Local metering point. | [17 empty] | X | [14 empty] | US | X
| Reconciliation Responsible |  |  |  | Role | [5 empty] | A party that is responsible for reconciling, within a Metering grid area, the volumes used in the imbalance settlement process for profiled metering points and the actual metered quantities. | [21 empty] | X | [9 empty] | ENTSO-E Role model | EU
| Records and asset management (AM) |  |  |  | System | [5 empty] | The Records and Asset Management actors track and report on the substation and network equipment inventory, provide geospatial data and geographic displays, maintain records on non-electrical assets, and perform asset investment planning | [23 empty] | X | [7 empty] | 61968-IRM | EU
| Records and Assets Management |  |  |  | Service | Conceptual |  | Application | Operations |  | The Records and Asset Management rolesactors track and report on the substation and network equipment inventory, provide geospatial data and geographic displays, maintain records on non-electrical assets, and perform asset investment planning. | [9 empty] | X | [22 empty] | US | X
| Records Management for Auditing |  |  |  | Service | Conceptual |  | Business Service | Cross-cutting |  | This service manages records necessary for auditing purposes | [18 empty] | X | [13 empty] | US
| Recovery Management |  |  |  | Service | Conceptual |  | Business Service | Customer |  | Manage restart of the system from cold-start conditions such that full operation is restored. | [18 empty] | X | [13 empty] | US
| Reduce settlement timeline |  |  |  | Service | Conceptual |  | Business Service | Market |  | Develop mechanisms to settle market at the earliest possible time | [18 empty] | X | [13 empty] | US
| Regional Interconnects |  |  |  | Zone | Logical |  | Facility | Operations | Communications | Regional interconnects are between Grid Operations Core Networks . They are used to signal cross regional awareness, such as cross-regional Wide Area Situational Awareness (WASA) voltage collapse. These facilities are either private proprietary or pubic carrier backbones. | [14 empty] | X | [17 empty] | US | X
| Regional Transmission Organization | RM: RTO/ISO; NR: Independent System Operator/Regional Transmission Organization Wholesale Market | RTO | RTO | Role | Conceptual |  | Organization | Operations | Market | An independent entity that monitors/controls a power grid over a wide geographic area (typically several States, may include ISOs). Responsible for wide-are generation and transmission coordination, high-level load management and other signals for distribution companies. Additionally responsible for managing the area's wholesale generation Market on the behalf of Market participants (Generation, Distributed Generation, Service Providers and Aggregators. |  |  |  | X |  |  | X | [5 empty] | X | [19 empty] | US | X
| register dispute |  |  |  | Service | Conceptual |  | Business Service | Market |  | Provide a mechanism to register a dispute on the market processes | [18 empty] | X | [13 empty] | US
| register participant |  |  |  | Service | Conceptual |  | Business Service | Market |  | Provides a customer the ability to engage in market activity | [18 empty] | X | [13 empty] | US
| Registration |  |  |  | Service | Conceptual |  | Automation Service | Customer |  | Association of entities with other services | [18 empty] | X | [13 empty] | US
| Registration Operation |  |  |  | Service | Conceptual |  | Business Service | Customer |  | Provide a mechanism to register devices to energy services | [18 empty] | X | [13 empty] | US
| regulate frequency |  |  |  | Service | Conceptual |  | Business Service | Transmission |  | maintain system frequency within compliance limits | [18 empty] | X | [13 empty] | US
| Regulating DER System | [9 empty] | DER system responsible for frequency and/or voltage regulation. The regulating DER system could be a generator, an energy storage system, or controllable load. | [19 empty] | X | [11 empty] | Lvl 1 DER |  |  | DER | X
| Regulatory Authority | N: Federal Regulator CM: Federal Agency |  |  | Role | Conceptual | Manager | Organization | Agency |  | Federal agency that requires information on interactions involving intersate transmission, and security |  |  |  |  | X | [6 empty] | X | [20 empty] | US | X
| Relay |  |  |  | Actor | Physical |  | Device | Distribution | Process | (Protective) relays are switches that trip circuit breaks when conditions as over-current, over-voltage, reverse power flow, over- and under- frequency and faults up to a certain distance away from a substation. | [9 empty] | X | [22 empty] | US | X
| Reliability Authority |  |  |  | Role | Conceptual |  | Organization | Agency | Enterprise | A regulatory authority responsible for the development, reporting and enforcement of electric reliability-related activities. | [32 empty] | US | X
h | Remote device operation |  |  |  | Service | Conceptual |  | Automation Service | Operations |  | Exert remote device control | [18 empty] | X | [13 empty] | US
h | Remote device operation |  |  |  | Service | Conceptual |  | Automation Service | Operations |  | Exert remote device control to grid attached loads | [18 empty] | X | [13 empty] | US
| Renewable DER | [9 empty] | DER system whose prime mover energy comes from renewable sources, including water, solar, wind, and biofuels | [19 empty] | X | [11 empty] | Lvl 1 DER |  |  | DER | X
| Renewable Facility |  |  |  | Actor | Logical |  | Facility | Generation | Process | Renewable Generation Facility | [18 empty] | X | [13 empty] | US | X | 1
h | Renewable Generation Forecaster |  |  |  | System | [5 empty] | Compute forecast for renewable generation in controlled area based on weather forecast | [25 empty] | X | [5 empty] | CUG | EU |  | p | X
h | Renewable Generation Forecaster |  |  |  | System | [32 empty] | X |  |  |  |  | Distribution Grid Management/Microgrid | EU
| Repair outages |  |  |  | Service | Conceptual |  | Business Service | Service Provider |  | repair the distribution system to minimize outage duration | [18 empty] | X | [13 empty] | US
| Reporting Service |  |  |  | Service | Conceptual |  | Automation Service | Cross-cutting |  | An internal service that reports status based on configurations | [18 empty] | X | [13 empty] | US
| Request bid |  |  |  | Service | Conceptual |  | Automation Service | Service Provider |  | Provides Energy Bid request for a market trading period | [18 empty] | X | [13 empty] | US
| Request market products |  |  |  | Service | Conceptual |  | Business Service | Operations |  | Provides the capability to request the procurement of energy market products | [18 empty] | X | [13 empty] | US
h | Reserve Allocator |  |  |  | Role | Conceptual |  | Organization | Market | Market | A party that is responsible for reconciling, within a Metering grid area, the volumes used in the imbalance settlement process for profiled metering points and the actual metered quantities. | [17 empty] | X | [14 empty] | US | X
h | Reserve Allocator |  |  |  | Role | [5 empty] | Informs the market of reserve requirements, receives tenders against the requirements and in compliance with the prequalification criteria, determines what tenders meet requirements and assigns tenders. | [21 empty] | X | [9 empty] | ENTSO-E Role model | EU
| Reserve Forecasting |  |  |  | Service | Conceptual |  | Automation Service | Transmission |  | Analytics necessary to ensure Energy Resource (Generation, storage, &c) reserves are available to match expected contingency margin. Includes locational-based pricing | [18 empty] | X | [13 empty] | US
| Reserve Management Support |  |  |  | Service | Conceptual |  | Automation Service | Operations |  | Provide a mechanism to manage the operation of grid connected energy resources that are enrolled as reserves | [18 empty] | X | [13 empty] | US
| Residential Customer | Eur: Home Customer |  |  | Actor | Logical |  | Organization | Customer |  | A residential consumer of electricity (Eur:includes also agriculture users) may also be involved in contract-based Demand/Response. | [17 empty] | X | [14 empty] | US | X
| Resource Aggregation | N: Resource |  |  | Service | Conceptual | Processor | Organization | Service Provider |  | The act of collecting a set of resources into an Aggregation. |  |  | function/ service | [14 empty] | X | [14 empty] | US | X | 1 | X
| Resource optimization |  |  |  | Service | Conceptual |  | Automation Service | Operations |  | Provides a mechanism to optimize grid connected energy resources based on estabilished parameters | [18 empty] | X | [13 empty] | US
| Resource Provider |  |  |  | Role | Conceptual |  | Role | Operations | Market | A role that manages a resource object and provides the schedules for it (Description from ETSO-E market document). | [17 empty] | X | [14 empty] | US | X | 1
| Resource Provider |  |  |  | Role | [5 empty] | A role that manages a resource object and provides the schedules for it | [21 empty] | X | [9 empty] | ENTSO-E Role model | EU
| Respond to bid |  |  |  | Service | Conceptual |  | Automation Service | Service Provider |  | Provides Energy Bid request for a market trading period | [18 empty] | X | [13 empty] | US
| Response Method Aggregator | N: Response Method Aggregation |  |  | Role | Logical |  | Organization | Service Provider | Enterprise | A logical entity that has a reportable interval level of consumption, e.g. a physical entity that may have its own meter, a neighborhood of homes that has a net meter, or an estimate of consumption of an aggregation of retail customers. | [9 empty] | X |  | X | [20 empty] | US | X | 1
| Restoration Service |  |  |  | Service | Conceptual |  | Automation Service | Cross-cutting |  | A service that returns an entity to a previous state | [18 empty] | X | [13 empty] | US
| restricted market notification service |  |  |  | Service | Conceptual |  | Automation Service | Market |  | Provide a participant notification system for periods of time when the market is restricted by abnormal conditions | [18 empty] | X | [13 empty] | US
| restricted market notification service |  |  |  | Service | Conceptual |  | Automation Service | Market |  | Provide a participant notification system for periods of time when the market is restricted by planned conditions | [18 empty] | X | [13 empty] | US
| Retail Customer | E: End Use Customer; CM: Utility Customer; NR: Utility Customer; EU: Home Customer |  |  | Role | Conceptual |  | Organization | Customer |  | An entity that consumes and/or pays for electrical goods or services. A customer of a utility, including customers who provide more power than they consume. This customer may be a residential consumer or also an entity (e.g. department, tenant) within a larger building. | role | consumer | [7 empty] | X |  |  | X |  |  | X | [16 empty] | US | X
| Retail DER Energy Management System (RDEMS) | [9 empty] | System that manages the settings and dispatch of DER systems that have been contracted to be operated by REPs and/or Aggregators | [19 empty] | X | [11 empty] | Lvl 3 REP and ICT |  |  | DER
| Retail Energy Market System |  |  |  | System | [5 empty] | Applications related to the Retail Market | [24 empty] | X | [6 empty] | SG3 | EU
| Retail Energy Provider (REP) | [9 empty] | Third party managing DER systems based on market information | [19 empty] | X | [11 empty] | Lvl 3 REP and ICT |  |  | DER
| Retail Market |  |  |  | Service | Logical |  | Organization | Market | Market | The Retail Market clears bids and offers, or otherwise sets retail prices. | [7 empty] | X |  |  |  | X | [20 empty] | US | X
| Retail Market (generic) | [29 empty] | X | [11 empty] | Lvl 5 Trans. And Market |  |  | DER
| Retailing |  |  |  | Service | Conceptual |  | Application | Market | Enterprise | Retailers sell power to end customers and may in the future aggregate or broker between customers or into the market. Most are connected to a trading organization to allow participation in the wholesale market. | [9 empty] | X | [22 empty] | US | X
| Retrofilter |  |  |  | Role | [32 empty] | X |  |  |  |  | Electric-transportation (ET) | EU
| Review protection schemes |  |  |  | Service | Conceptual |  | Business Service | Operations |  | Reviews proposed remedial action schemes (RAS) | [18 empty] | X | [13 empty] | US
| Root Cause Analysis: |  |  |  | Service | Conceptual |  | Business Service | Distribution |  | This service manages the support of field crew investigations into root cause analysis of distribution system failures | [18 empty] | X | [13 empty] | US
| SCADA system |  |  |  | Application | [5 empty] | Supervisory Control And Data Acquisition system provides the basic functionality for implementing EMS or DMS, especially provides the communication with the substations to monitor and control the grid. | [26 empty] | X |  |  |  |  | DKE Repository | EU
| Scenario planner |  |  |  | Service | Conceptual |  | Automation Service | Distribution |  | Provides visualization of circuit configuration scenarios for optimal load serving capability. | [18 empty] | X | [13 empty] | US
| schedule generation |  |  |  | Service | Conceptual |  | Business Service | Operations |  | Identify economically optimal schedules for supply resources | [18 empty] | X | [13 empty] | US
| Schedule Outages |  |  |  | Service | Conceptual |  | Business Service | Operations |  | Schedules outages when they will have the least impact to the reliable operation of the grid | [18 empty] | X | [13 empty] | US
| schedule support service |  |  |  | Service | Conceptual |  | Automation Service | Bulk Generation |  | Provide a platform to analyze physical schedules against the capablity of the facility in its environment | [18 empty] | X | [13 empty] | US
| schedule transmission |  |  |  | Service | Conceptual |  | Business Service | Operations |  | provide a mechanism to match supply schedules with transmission capacity | [18 empty] | X | [13 empty] | US
| schedule workcrew |  |  |  | Service | Conceptual |  | Business Service | Operations |  | Schedule the appropriate resources for outage resolution | [18 empty] | X | [13 empty] | US
h | Scheduling Coordinator |  |  |  | Role | Conceptual |  | Organizational Entity | Operations |  | A party that is responsible for the schedule information and its exchange on behalf of a balance responsible party. For example in the Polish market a Scheduling Coordinator is responsible for information interchange for scheduling and settlement. | [10 empty] | X | X | [5 empty] | X | [14 empty] | US | X
h | Scheduling Coordinator |  |  |  | Role | [5 empty] | A party that is responsible for the schedule information and its exchange on behalf of a balance responsible party. For example in the Polish market a Scheduling Coordinator is responsible for information interchange for scheduling and settlement. | [21 empty] | X | [9 empty] | ENTSO-E Role model | EU
| Scheduling Entity |  | SE | SE | Role | Conceptual |  | Organizational Entity | Service Provider |  | A role which carries the responsibility of submitting bids/offers and receives Schedules and Awards. | [11 empty] | X | [20 empty] | US | X
| Sectionalizer |  |  |  | Actor | Logical |  | Device | Distribution | Field Device | Are used to isolate circuits with persistant current poor ground faults by opening branch circuits bypassing the faulty circuit | [9 empty] | X | [22 empty] | US | X
| Secure communication |  |  |  | Service | Conceptual |  | Business Service | Cross-cutting |  | Provide mechanism to ensure that communication is not interfered with | [18 empty] | X | [13 empty] | US
| Secure Mobility Support Service |  |  |  | Service | Conceptual |  | Business Service | Cross-cutting |  | This service provides secure mobility for communications with Smart Grid field equipment | [18 empty] | X | [13 empty] | US
| Security Assurance Service |  |  |  | Service | Conceptual |  | Business Service | Cross-cutting |  | This service provides Security Assurance Services to determine the level of security provided by another environment. | [18 empty] | X | [13 empty] | US
| Security Enforcement |  |  |  | Service | Conceptual |  | Automation Service | Cross-cutting |  | A service that enforces the security policies of the domain | [18 empty] | X | [13 empty] | US
| Security Management | NR: Security/Network/System Management |  |  | Service | Conceptual |  | Application | Operations | Enterprise | The A service that provides management of security policies, distribution and maintenance of security credentials, and centralized authentication and authorization as appropriate. | [9 empty] | X |  |  | X | [19 empty] | US | X
| Security Policy Enforcement for Field Equipment Operations |  |  |  | Service | Conceptual |  | Business Service | Cross-cutting |  | This service enforces the security policies for smart grid field operations. | [18 empty] | X | [13 empty] | US
| Security Policy Exchange Service |  |  |  | Service | Conceptual |  | Business Service | Cross-cutting |  | This service manages a Security Policy Exchange Service. This enables a Security context to be negotiated on the basis of exchanged security policies | [18 empty] | X | [13 empty] | US
| Segmentation Management |  |  |  | Service | Conceptual |  | Automation Service | Cross-cutting |  | A services that sets intra-domain particitioning rules | [18 empty] | X | [13 empty] | US
| sell energy |  |  |  | Service | Conceptual |  | Business Service | Service Provider |  | services that enable selling energy | [18 empty] | X | [13 empty] | US
| Sensor Communications |  |  |  | Service | Conceptual |  | Automation Service | Operations |  | mechanism to maintain communications with grid connected sensors | [18 empty] | X | [13 empty] | US
| Service Level Agreement Compliance |  |  |  | Service | Conceptual |  | Business Service | Customer |  | Manage compliance with Service Level Agreements (SLAs) using service performance data. | [18 empty] | X | [13 empty] | US
| Service Level Agreement Management |  |  |  | Service | Conceptual |  | Business Service | Customer |  | Perform life-cycle management of Service Level Agreements (SLAs) in support of business goals. | [18 empty] | X | [13 empty] | US
| Service Managey |  |  |  | Service | Conceptual |  | Automation Service | Cross-cutting |  | A service the finds other services | [18 empty] | X | [13 empty] | US
| Service Managey |  |  |  | Service | Conceptual |  | Automation Service | Customer |  | A service the finds other services | [18 empty] | X | [13 empty] | US
| Service Provider | EU: Supplier; EU: Retailer;RM: 3rd Party, 3rd Party, External Systems;IE: 3rd Party Services; 3rd Party | SP | SP | Role | Conceptual |  | Organization | Service Provider | Enterprise | An organization which coordinates resources to support the energy industrydeliver electricity, gas and clean energy products and services to a market or distribution operator. | [9 empty] | X |  | X | X |  |  |  | X | [15 empty] | US | X
| Service Provider Storage Management | RM: Utility Energy Management Service; CM: Local Service Provider EMS |  |  | Service | Logical |  | Application | Operations | Enterprise | A service that provides supervisory energy storage management on behalf of the customers, such as batteries. | [8 empty] | X | [23 empty] | US | X
| Service restoration authorization |  |  |  | Service | Conceptual |  | Automation Service | Distribution |  | This service provides the authorization signals from sensor or system algorithms to enable restoration of circuit areas. | [18 empty] | X | [13 empty] | US
| Service restoration signaling |  |  |  | Service | Conceptual |  | Automation Service | Distribution |  | This service provides the control signals for restoration of circuit areas by actuating line devices. | [18 empty] | X | [13 empty] | US
| Services Acquistion Security Policy Management |  |  |  | Service | Conceptual |  | Business Service | Cross-cutting |  | This service enforces the security policies for smart grid services acquisition | [18 empty] | X | [13 empty] | US
| Settle market |  |  |  | Service | Conceptual |  | Business Service | Market |  | manage the settlement of market charges | [18 empty] | X | [13 empty] | US
| settlement support service |  |  |  | Service | Conceptual |  | Automation Service | Market |  | Provide a platform to use collected data to settle the market for all participants | [18 empty] | X | [13 empty] | US
| Sheddable Loads |  |  |  | Role | Logical |  | Device | Customer | Customer | Individual loads that may be shed or controlled to reduce power demand. | [15 empty] | X | [16 empty] | US | X | 1 | X
| Short Circuit Analysis |  |  |  | Service | Conceptual |  | Business Service | Distribution |  | This service manages the analysis of short circuits within distribution systems | [18 empty] | X | [13 empty] | US
| Short Term Load Forecasts: |  |  |  | Service | Conceptual |  | Business Service | Distribution |  | This service manages short term load forecasting | [18 empty] | X | [13 empty] | US
h | Simple external consumer display |  |  |  | System | [5 empty] | Display providing accurate information on consumption, tariffs and so on in order to increase consumer awareness. | [27 empty] | X |  |  |  | SMCG | EU
h | Simple external consumer display |  |  |  | - | [32 empty] | X |  |  |  |  | Smart Home/Commercial/Industrial/DR-Customer EMS | EU
| simulate market |  |  |  | Service | Conceptual |  | Business Service | Market |  | Provide mechanisms to simulate the power market | [18 empty] | X | [13 empty] | US
| simulate power flow |  |  |  | Service | Conceptual |  | Business Service | Market |  | provide simulation mechanisms to analyze power flow of the electric grid | [18 empty] | X | [13 empty] | US
h | simulate system |  |  |  | Service | Conceptual |  | Business Service | Transmission |  | shall manage a mechanism to create on demand digital simulations of the system | [18 empty] | X | [13 empty] | US
h | Simulate system |  |  |  | Service | Conceptual |  | Business Service | Operations |  | Provide simulation of the electrical power system | [18 empty] | X | [13 empty] | US
| Smart appliance (white goods) |  |  |  | - | [5 empty] | An example of a smart device is a smart white goods appliance which is an appliance that has the capability to act in response to a signal from the grid and thereby optimize its behaviour towards the energy supply network. The signal can be received from a utility or a third party energy service provider directly or via a home energy management system. The signal can be information like the cost of energy or the amount of availablerenewable energy, or it can be a Demand Respond signal (delay load signal or other related information) that the appliance must receive, interpret and react upon based on pre-set or active consumer input. The smart appliance is not guaranteed to respond, but will do so based on its status and user settings in order to ensure the expected performance.The consumer has the ultimate control of the appliance and can override any specific mode (e.g. override a delay to allow immediate operation, limit delays to no more than a certain number of hours, or maintain a set room temperature). Any appliance operation settings or modes shall be easy for an average, non-technical consumer to activate or implement. | [25 empty] | X | [5 empty] | CUG | EU
| Smart appliance (White goods) |  |  |  | - | [5 empty] | 0 | [26 empty] | X |  |  | X | - |  | US
| Smart appliance Generator ( external actor) |  |  |  | - | [5 empty] | The smart appliance with integrated EM, directly receiving data from the grid, through the SGCP. The appliance may contain of be connected to a Plug in electricity meters that measures individual appliance consumption or output. Since the smart appliance / generator is outside the scope of the SGCG, it must be seen as an external actor | [26 empty] | X |  |  |  |  | Smart Home/Commercial/Industrial/DR-Customer EMS | EU
| Smart appliances |  |  |  | - | [5 empty] | - | [26 empty] | X |  |  |  |  | Smart Home/Commercial/Industrial/DR-Customer EMS | EU
h | smart device |  |  |  | - | [5 empty] | A smart device may be an appliance, generator or storage device (Local storage devices include direct and functional electricity storages such as electrochemical batteries, heat pumps and micro CHP such as fuel cells with heat buffers, air conditioning and cooling devices with thermal inertia, etc…). The smart device can receive data directly from the grid, though an interface with the CEM and can react to commands and signals from the grid in an intelligent way. Since the smart device is outside the scope of the SGCG, it must be seen as an external actor | [25 empty] | X | [5 empty] | GUC | EU
h | Smart device |  |  |  | - | [5 empty] | 0 | [26 empty] | X |  |  |  |  | Smart Home/Commercial/Industrial/DR-Customer EMS | EU
h | Smart Device |  |  |  | - | [5 empty] | A smart device may be an appliance, generator or storage device (Local storage devices include direct and functional electricity storages such as electrochemical batteries, heat pumps and micro CHP such as fuel cells with heat buffers, air conditioning and cooling devices with thermal inertia, etcâ€¦). The smart device can receive data directly from the grid, though an interface with the CEM and can react to commands and signals from the grid in an intelligent way. Since the smart device is outside the scope of the SGCG, it must be seen as an external actor | [29 empty] | X | - |  | US
h | Smart Meter |  |  |  | Actor | Logical |  | Device | Customer |  | Smart Meter is a device used to measure watts, vars, var-hours, volt-amperes, or volt-ampere-hours. When part of an Smart Grid infrastructure its includes communcations capabiltities that allow it to particpate in monitoring and control - including Demand/Response and Load Management System programs. Can be composed of components for incremental action | [14 empty] | X | [17 empty] | US | X
h | Smart meter |  |  |  | - | [5 empty] | The metering end device is a combination of the following meter-related functions from the Smart Metering reference architecture: â€¢ Metrology functions including the conventional meter display (register or index) that are under legal metrological control. When under metrological control, these functions shall meet the essential requirements of the MID; â€¢ One or more additional functions not covered by the MID. These may also make use of the display; â€¢ Meter communication functions. | [26 empty] | X |  |  |  |  | Smart Home/Commercial/Industrial/DR-Customer EMS | EU
h | Smart meter |  |  |  | - | [5 empty] | The metering end device is a combination of the following meter-related functions from the Smart Metering reference architecture: | [26 empty] | X |  |  |  |  | Smart Home/Commercial/Industrial/DR-Customer EMS | EU
h | Smart Meter (SM) |  |  |  | System | [5 empty] | The metering end device is a combination of the following meter-related functions from the Smart Metering reference architecture: • Metrology functions including the conventional meter display (register or index) that are under legal metrological control. When under metrological control, these functions shall meet the essential equirements of the MID; • One or more additional functions not covered by the MID. These may also make use of the display; • Meter communication functions. | [25 empty] | X | [5 empty] | GUC | EU
h | Smart Meter (SM) |  |  |  | System | [5 empty] | Meter with additional functionalities one of which is data communication. | [26 empty] | X |  |  |  |  | Electric-transportation (ET) | EU
h | Smart Meter (SM) |  |  |  | System | [5 empty] | The metering end device is a combination of the following meter-related functions from the Smart Metering reference architecture: â€¢ Metrology functions including the conventional meter display (register or index) that are under legal metrological control. When under metrological control, these functions shall meet the essential requirements of the MID; â€¢ One or more additional functions not covered by the MID. These may also make use of the display; â€¢ Meter communication functions. | [26 empty] | X |  |  | X | - |  | US
h | Smart Metering gateway (LNAP) |  |  |  | - | [5 empty] | An access point (functional entity) that allows access to one or more metering end devices and, when equipped with an interface, to advanced display / home automation end devices connected to the local network. A LNAP also may allow data exchange between different functional entities connected to the same LN. The LNAP may act simply as a router transferring messages between the metering end device and/or display/home automation devices and the Neighbourhood network of wide area network. It may also provide services including protocol conversion, device management, security and service capabilities. Services may be provided as functions of the LNAP itself or provide proxy services on behalf of limited capability devices connected to the local network | [25 empty] | X | [5 empty] | GUC | EU
h | Smart Metering gateway (LNAP) |  |  |  | - | [5 empty] | An access point (functional entity) that allows access to one or more metering end devices and, when equipped with an interface, to advanced display / home automation end devices connected to the local network. A LNAP also may allow data exchange between different functional entities connected to the same LN. The LNAP may act simply as a router transferring messages between the metering end device and/or display/home automation devices and the Neighbourhood network of wide area network. It may also provide services including protocol conversion, device management, security and service capabilities. Services may be provided as functions of the LNAP itself or provide proxy services on behalf of limited capability devices connected to the local network | [26 empty] | X |  |  |  |  | Smart Home/Commercial/Industrial/DR-Customer EMS | EU
| Solar | CM: Formerly under only solar |  |  | Role | Logical |  | Device | Generation | Process | Photovoltiac arrays generate power directly. Their ouput is typically used in three ways: 1) direct attached to the grid, 2) By charging batteries or 3) running pumps for a storage facility allowing the storaged energy to be used on scheduled intervals. Power produced by these facilities is sold on the wholesale market. These arays are found in substations, building roof tops(commercial, school, factory) and solar farms. | [9 empty] | X | [22 empty] | US | X | 1 | X
| Stakeholder data communications support |  |  |  | Service | Conceptual |  | Automation Service | Bulk Generation |  | Provide authorized actors with timely information | [18 empty] | X | [13 empty] | US
h | Stakeholder Planning and Reporting |  |  |  | Service | Conceptual |  | Application | Operations | Enterprise | These roles actors perform track and manage the needs and concerns of various utility stakeholders by monitoring customer input, regulators, service standards, and legal proceedings. | [9 empty] | X | [22 empty] | US | X
h | Stakeholder Planning and Reporting (SPM) |  |  |  | Application | [5 empty] | These actors perform track and manage the needs and concerns of various utility stakeholders by monitoring customer input, regulators, service standards, and legal proceedings. | [23 empty] | X | [7 empty] | 61968-IRM | EU
| Standardization Body |  |  |  | Actor | Conceptual |  | Organization | Operations | Enterprise | Responsible for standardization of all relevant elements and components within the electricity supply chain, which leads to harmonizaing relevant services, support towards removing barriers to trade, creating new market opportunities and reducing manufacturing costs. | [16 empty] | X | [15 empty] | US | X
h | State estimation collector |  |  |  | Service | Conceptual |  | Automation Service | Transmission |  | Collects the state estimation data required for state estimation algorithms. | [18 empty] | X | [13 empty] | US
h | State estimation collector |  |  |  | Service | Conceptual |  | Automation Service | Distribution |  | Collects the state estimation data required for state estimation algorithms. | [18 empty] | X | [13 empty] | US
| State Estimation Support: |  |  |  | Service | Conceptual |  | Business Service | Distribution |  | This service manages the state estimation process using available information available from field equipment. | [18 empty] | X | [13 empty] | US
| State Management |  |  |  | Service | Conceptual |  | Automation Service | Customer |  | A service that places an enitity into a specific state (maintance) | [18 empty] | X | [13 empty] | US
h | Storage |  |  |  | Role | Conceptual |  | Service | Cross Cutting | Process | Storage of energy. Storage may serve the transmission, service provider distribution, or customer domain. | [8 empty] | X | [23 empty] | US | X | 1 | X | Cross cutting because control varies with the deployment scenarios
h | Storage |  |  |  | System | [32 empty] | X |  |  |  |  | Distribution Grid Management/Microgrid | EU |  | p | X
| Storm condition triage |  |  |  | Service | Conceptual |  | Automation Service | Distribution |  | This service executes the initial phase of a storm plan to ensure processes are optimized for efficient storm operations. | [18 empty] | X | [13 empty] | US
| Submeter | NR: Sub-Meter – Energy Usage Metering Device (EUMD); E: Intelligent Sub-Metering Device |  |  | Actor | Physical |  | Device | Customer | Field Equipment | Additional meter used to measure special purpose electric usage and/or generation at customer sites. Typically used at customer sites with distributed generation devices, electric vehicles or multi-dwelling units. May also analyze energy cost/consumption. |  |  |  | X | X |  |  |  |  | X |  |  | X |  |  | X | [16 empty] | US | X
| submeter Measurement Collector |  |  |  | Service | Conceptual |  | Automation Service | Service Provider |  | Collects measurement from end device equipment | [18 empty] | X | [13 empty] | US
| submetering service |  |  |  | Service | Conceptual |  | Business Service | Service Provider |  | make accurate submetering data of various loads available to various authorized parties | [18 empty] | X | [13 empty] | US
| Substation and network inventory (AMEINV) |  |  |  | Application | [5 empty] | The electrical substation and network assets that a utility owns, or for which has legal responsibility, and will maintain an accurate asset register developed around an asset hierarchy that supports advanced asset management functions. | [23 empty] | X | [7 empty] | 61968-IRM | EU
h | Substation Control System (SCS) |  |  |  | - | [5 empty] | (Primary or secondary) Substation Control System implementing the function. Performs state estimation based on real-time measurement data. Derives control actions from analysis of power flow situation | [25 empty] | X | [5 empty] | GUC | EU
h | Substation Control System (SCS) |  |  |  | Generic Role | [32 empty] | X |  |  |  |  | Distribution Grid Management/Microgrid | EU
| Supervisory Control and Data Acquisition | RM: 1) SCADA/DMS & 2) SCADA | D-SCADA | D-SCADA | Service | Logical |  | Application | Operations | Operations | Distribution SCADA transmits/receives status and controls individual remote devices(IED) and sensors. Manages energy consumption by controlling compliant devices, and allows operators to directly control power system equipment. Required scope, speed, and accuracy of real-time measurements are provided, supervisory and closed-loop control is supported. Quite oftem provides it inforamtion to a Distributed Managment System (DSM) or Customer Information System (CIS) to outage scenarios. | system actor | grid operator |  | X | X | X | [6 empty] | X | [19 empty] | US | X
| Supplier |  |  |  | Role | [5 empty] | Entity that offers contracts for supply of energy to a consumer (the supply contract). Within this role he will initiate DSM activities NOTE: In some countries referred to as Retailer | [21 empty] | X | [9 empty] | ENTSO-E Role model | EU
h | Supply Chain Logistics |  |  |  | Service | Conceptual |  | Application | Operations | Enterprise | Supply Chain and Logistics services actors manage the processes for acquiring and stocking necessary supplies. This includes an inventories' location be it in a field warehouse on installed in the field. Included are items such as inventory asset type, age, performance characteristics, installation date, spatial location. | [9 empty] | X | [22 empty] | US | X
h | Supply Chain Logistics (SC) |  |  |  | Application | [5 empty] | Business function or service that manages supplier and customer business accounts | [23 empty] | X | [7 empty] | 61968-IRM | EU
| Supply Forecast support |  |  |  | Service | Conceptual |  | Automation Service | Operations |  | Provides a series of forecasts that support future points in time based on generation availability to support grid connected demand | [18 empty] | X | [13 empty] | US
d | Supporting Objects | [6 empty] | Data | Customer |  | Objects that support the interaction of Business Entities and Demand Response Objects. | [11 empty] | X | [20 empty] | US | X
| survivable communication management |  |  |  | Service | Conceptual |  | Automation Service | Bulk Generation |  | Provide a platform to manage survivable communications between energy sources | [18 empty] | X | [13 empty] | US
| Switch | CM: Normally Open Switch | NO-Switch | NO-Switch | Actor | Physical |  | Device | Distribution |  | Circuit reconfiguration is widely used to support roles such as balance loading, improve voltage regulation and reduce system losses. Reconfiguration is accomplished by opening and closing switches, sectionalizers, and etc. This includes normally open and closed switches whose state depends on the domain/roles being instantiated | [9 empty] | X | [22 empty] | US | X
h | Switch Action Scheduling And Operation Work Scheduling |  | OP-SSC |  | Service | Logical |  | Application | Operations | Operations | Switch action scheduling provides supports for handling all aspects relevant to switch order formulation, drawing up operating guidelines, dispatching repair crews and informing customers affected. It assists in collecting the related data and delivering it in the various forms required. | [17 empty] | X | [14 empty] | US | X
h | Switch action scheduling / operation work scheduling (OPSSC) |  |  |  | Application | [5 empty] | Switch action scheduling provides supports for handling all aspects relevant to switch order formulation, drawing up operating guidelines, dispatching repair crews and informing customers affected. It assists in collecting the related data and delivering it in the various forms required. | [23 empty] | X | [7 empty] | 61968-IRM | EU
h | Switch action scheduling / operation work scheduling (OP-SSC) |  |  |  | Application | [35 empty] | X | - |  | US
| Swithcing sequencer |  |  |  | Service | Conceptual |  | Automation Service | Transmission |  | provides action sequencing to adjust loads in the least disruption fashion | [18 empty] | X | [13 empty] | US
| Synchronize Time |  |  |  | Service | Conceptual |  | Business Service | Operations |  | Manage frequency so that a clock connected to the grid is kept within tolerance of a reference clock | [18 empty] | X | [13 empty] | US
| Synchronizing equipment | [9 empty] | Equipment that synchronizes the frequency between two EPSs | [19 empty] | X | [11 empty] | Lvl 0 EPS |  |  | DER | X
| System Administrator |  |  |  | Person | [5 empty] | 0 | [29 empty] | X |  |  | US
h | system balance service |  |  |  | Service | Conceptual |  | Automation Service | Transmission |  | Detects changes in the load on the system and adjusts the operational schedule of the unit to stay within the regulatory tolerances | [18 empty] | X | [13 empty] | US
h | system balance service |  |  |  | Service | Conceptual |  | Automation Service | Bulk Generation |  | Detects changes in the load on the system and adjusts the operational schedule of the unit to stay within the regulatory tolerances | [18 empty] | X | [13 empty] | US
| System loss adjustment |  |  |  | Service | Conceptual |  | Automation Service | Distribution |  | Executes the necessary system actions to minimize system energy losses. (one action could be system voltage control) | [18 empty] | X | [13 empty] | US
| System loss analysis |  |  |  | Service | Conceptual |  | Automation Service | Distribution |  | Perform the calculated system loss analysis across the distribution system. | [18 empty] | X | [13 empty] | US
h | System operation |  |  |  | Service | Conceptual |  | Automation Service | Distribution |  | Execution of system protection functions within the distribution grid. | [18 empty] | X | [13 empty] | US
h | System Operator | NR: Energy Service Provider; Transmission/Distribution Service Provider; EU: Transmission System Operator; EU: Distribution System Operator | SO | SO | Role | Conceptual |  | Organization | Operations | Operations | An role entity which is resonsible for operating, ensuring the maintenance of and, if necessary, developing the system in a given area, where applicable, its interconnections with other systems and for ensuring the long-term ability of the system to meet reasonable demands forelectricity. | [11 empty] | X |  |  |  |  | X | [15 empty] | US | X
h | System Operator |  |  |  | Role | [5 empty] | A party that is responsible for a stable power system operation (including the organisation of physical balance) through a transmission grid in a geographical area. The SO will also determine and be responsible for cross border capacity and exchanges. If necessary he may reduce allocated capacity to ensure operational stability. Transmission as mentioned above means "the transport of electricity on the extra high or high voltage network with a view to its delivery to final customers or to distributors. Operation of transmission includes as well the tasks of system operation concerning its management of energy flows, reliability of the system and availability of all necessary system services." (definition taken from the UCTE Operation handbook Glossary). Note: additional obligations may be imposed through local market rules. | [21 empty] | X | [9 empty] | ENTSO-E Role model | EU
h | System Operator |  |  |  | Person | [5 empty] | Operator who monitors dynamic behavior of the Grid via GUIs and take actions to either prevent contingencies or improve system efficiency | [25 empty] | X | [5 empty] | GUC | EU
h | System Operator |  |  |  | Person | [5 empty] | - | [26 empty] | X |  |  |  |  | Bulk Generation | EU
| System protection results |  |  |  | Service | Conceptual |  | Automation Service | Distribution |  | Provide results of analysis after a system protection event has occurred. | [18 empty] | X | [13 empty] | US
| System Protection: |  |  |  | Service | Conceptual |  | Business Service | Distribution |  | This service manages system protection functions | [18 empty] | X | [13 empty] | US
h | System simulator |  |  |  | Service | Conceptual |  | Automation Service | Transmission |  | Provides simulation based upon system design, recorded history (Operational Historian) and what-if scenarios | [18 empty] | X | [13 empty] | US
h | System simulator |  |  |  | Service | Conceptual |  | Automation Service | Operations |  | Provides a scenario driven simulator for established parameters for the grid | [18 empty] | X | [13 empty] | US
h | System simulator |  |  |  | Service | Conceptual |  | Automation Service | Operations |  | provides a mechanism to support simulation of the grid based for desired parameters based on historical data | [18 empty] | X | [13 empty] | US
| System socket administrator |  |  |  | Role | [32 empty] | X |  |  |  |  | Electric-transportation (ET) | EU
| System state estimation |  |  |  | Service | Conceptual |  | Automation Service | Distribution |  | Execution of the state estimation algorithms. | [18 empty] | X | [13 empty] | US
| System State Monitoring: |  |  |  | Service | Conceptual |  | Business Service | Distribution |  | This service manages the migration to state monitoring making use of increasing numbers of field devices that have monitoring capability. Metrics for this service would be the reduction in the band of error surrounding system state. | [18 empty] | X | [13 empty] | US
| System Status |  |  |  | Service | Conceptual |  | Automation Service | Transmission |  | Provides visiblity to all system-wide assets for sheddable loads that are part of Demand/Response programmes | [18 empty] | X | [13 empty] | US
| TDEMS or TSO EMS | [9 empty] | TDEMS is part of the TSO EMS that manages large DER systems or large aggregations of smaller DER systems | [19 empty] | X | [11 empty] | Lvl 5 Trans. And Market |  |  | DER
| technical support services |  |  |  | Service | Conceptual |  | Business Service | Service Provider |  | provide technical support services that allow the customer to manage their loads | [18 empty] | X | [13 empty] | US
| Telco Operator |  |  |  | - | [5 empty] | 0 | [26 empty] | X |  |  | X | - |  | US
| Test results service |  |  |  | Service | Conceptual |  | Automation Service | Market |  | Collect results from all tests conducted on attached devices | [18 empty] | X | [13 empty] | US
| Test scheduling service |  |  |  | Service | Conceptual |  | Automation Service | Market |  | schedule any testing that needs to be done to assure operation of the grid and attached devices | [18 empty] | X | [13 empty] | US
| Thermal Storage |  |  |  | Role | Logical |  | Device | Cross Cutting | Process | System which stores energy for later use by maintaining material either hotter or colder than ambient temperature. Examples include making ice at night for use during the day and storing heat for later use generating electricity. | [9 empty] | X | [22 empty] | US | X | 1 | X
| Thermostat | RM: Thermometer |  |  | Actor | Physical |  | Device | Customer | Field Equipment | Potentially remotely controllable device which adjusts heating and cooling based on temperature and adjustable settings. Communicationg thermostats are part of BAS and/or DR programme. | [9 empty] | X | X | [21 empty] | US | X
d | Third Party | RM: 3rd Party, 3rd Party, External Systems;IE: 3rd Party Services |  |  | Service | Conceptual |  | Organization | Service Provider |  | Any entity that has authorization to provide services (such as managed energy services, demand/response) or an exchange information with customers and their systems. This pertains to Service Providers, including aggregators, utilities use 3rd parties information systems for outsourced operations, weather and major events relevant to utility operations. |  |  |  |  | X | [7 empty] | X |  | X | [17 empty] | US | X
d | Third Party Billing | 3rd party adds no unique attributes |  |  | Service | Logical |  | Application | Service Provider |  | 3rd party service that manages customer billing information, sends billing statements and processes received payments. | [9 empty] | X | [22 empty] | US | X
d | Third Party Installation and Maintenance | 3rd party adds no unique attributes |  |  | Service | Logical |  | Application | Service Provider |  | 3rd party service that installs and maintains premise equipment. | [9 empty] | X | [22 empty] | US | X
d | This is becoming the components - Steph to do | RM : DMS functions - DOMA, VVWS, FLIR, MFR, OMS, WMS, etc |  |  | Service Role | Logical |  | Application | Operations |  | Applications usually part of a DMS that are required to support DMS functions such as Distribution Operation Model and Analysis (DOMA),Volt-Var-Watt System (VVWS), Fault Location, Isolation and Repair (FLIR). Examples include topology processor, on-line three-phase unbalanced distribution power flow, contingency analysis, study mode analysis, switch order management, short-circuit analysis, volt/VAR management, loss analysis, flow/state estimation results inclusion of distribution automation capabilities, demand response signaling, distributed energy resources, electric storage, Plug-in Electic Cars (PEV), load management and outage managment. | system actor | grid operator |  |  |  | X | [6 empty] | X | [19 empty] | US | X
| Time Service |  |  |  | Service | Conceptual |  | Automation Service | Cross-cutting |  | A service which provides time to the domain | [18 empty] | X | [13 empty] | US
h | Time Synchronization Management |  |  |  | Service | Conceptual |  | Business Service | Cross-cutting |  | This service manages time synchronization across the smart grid | [18 empty] | X | [13 empty] | US |  | p | X
h | Time Synchronization Source | [9 empty] | Source of an accurate time signal | [19 empty] | X | [11 empty] | Lvl 1 DER |  |  | DER | X
| Timer |  |  |  | System | [5 empty] | An initiator that triggers of time based/scheduled use cases | [27 empty] | X |  |  |  | SMCG | EU
| Topological model management: |  |  |  | Service | Conceptual |  | Business Service | Distribution |  | This service maintains the topological model to maintain the system model in near real-time. | [18 empty] | X | [13 empty] | US
| Topology support |  |  |  | Service | Conceptual |  | Automation Service | Operations |  | Provides a mechanism to maintain current grid path configuration information | [18 empty] | X | [13 empty] | US
h | Trade Responsible Party |  |  |  | Role | Conceptual |  | Role | Market |  | A party who can be brought to rights, legally and financially, for any imbalance between energy bought and consumed for all associated metering points. Note: A power exchange without any privileged responsibilities acts as a Trade Responsible Party. | [17 empty] | X | [14 empty] | US | X
h | Trade Responsible Party |  |  |  | Role | [5 empty] | A party who can be brought to rights, legally and financially, for any imbalance between energy bought and consumed for all associated metering points. Note: A power exchange without any privileged responsibilities acts as a Trade Responsible Party. Additional information: This is a type of Balance Responsible Party. | [21 empty] | X | [9 empty] | ENTSO-E Role model | EU
| Trading |  |  |  | Service | Conceptual |  | Application | Market |  | Traders are participants in markets, which include aggregators for provision and consumption and curtailment, and other qualified entities. There are a number of companies whose primary business is the buying and selling of energy. | [9 empty] | X | [22 empty] | US | X
| Trading products support service |  |  |  | Service | Conceptual |  | Automation Service | Market |  | Provides support for the creation of trading products for the market | [18 empty] | X | [13 empty] | US
| Transformer Management: |  |  |  | Service | Conceptual |  | Business Service | Distribution |  | This service manages the life-cycle of transformers in field operations | [18 empty] | X | [13 empty] | US
| Transformer modeling |  |  |  | Service | Conceptual |  | Automation Service | Distribution |  | Ongoing assessment of transformer remaining life by utilizing loading over time. | [18 empty] | X | [13 empty] | US
| Transformer specifications |  |  |  | Service | Conceptual |  | Automation Service | Distribution |  | Provides transformer specifications required for predicting transformer life. | [18 empty] | X | [13 empty] | US
| Transmission Actuator |  |  |  | Actor | Physical |  | Device | Transmission |  | Actuator device used for control of devices in the transmission system. | [6 empty] | X | [25 empty] | US | X
| Transmission Asset Management | CM: Transmission.Control |  |  | Service | Logical |  | Application | Transmission | Operations | Performed by roleactors that determine when equipment needs maintenance, calculate the life expectancy of the device, its operation history and maintenance for operational and engineering decisions. | [9 empty] | X | [22 empty] | US | X
| Transmission Battery Storage | CM: Storage |  |  | Actor | Physical |  | Device | Transmission | Power system | Battery Storage is typically located at a transmission switch-yard or substation. They provide dispatchable energy for congestion and peak load relief. Typical recharged either with onsite Photovoltaic (PV) or trickle charging during off-demand intervals. | [9 empty] | X | [22 empty] | US | X | 1
| Transmission Bus Load Model (TBLM) | [29 empty] | X | [11 empty] | Lvl 4 DSO |  |  | DER
h | Transmission Capacity Allocator |  |  |  | Role | Conceptual |  | Role | Transmission | Operations | Manages the allocation of transmission capacity for an allocated capacity area. For explicit auctions: The Transmission Capacity Allocator manages, on behalf of the System Operators, the allocation of available transmission capacity for an Allocated capacity area. He offers the available transmission capacity to the market, allocates the available transmission capacity to individual Capacity Traders and calculates the billing amount of already allocated capacities to the Capacity Traders. | [17 empty] | X | [14 empty] | US | X
h | Transmission Capacity Allocator |  |  |  | Role | [5 empty] | Manages the allocation of transmission capacity for an allocated capacity area. For explicit auctions: The Transmission Capacity Allocator manages, on behalf of the System Operators, the allocation of available transmission capacity for an Allocated capacity area. He offers the available transmission capacity to the market, allocates the available transmission capacity to individual Capacity Traders and calculates the billing amount of already allocated capacities to the Capacity Traders. | [21 empty] | X | [9 empty] | ENTSO-E Role model | EU
| Transmission Control Devices |  |  |  | Actor | Logical |  | Device | Transmission | Process | Actors that permit the Operations domain to manage the flow of power and reliability of the system. Performed to maintain high levels of reliability and power quality. Examples include Flexible AC Transmission Systems (FACTS) devices, switches, capacitors, static synchronous compensators (STATCOM). | [9 empty] | X |  |  |  |  | X | [17 empty] | US | X
| Transmission Engineering |  |  |  | Service | Logical |  | Organization | Transmission | Operations | A technical function for planning or managing the design and upgrade of the transmission system (typically equipment designed for more than 345,000 volts between conductors). Functions include arranging data gathering, construction design, asset/equipment selection and placement. | [12 empty] | X | [19 empty] | US | X
| Transmission IED | RM: IED | T-IED | T-IED | Actor | Logical |  | Device | Transmission | Monitor & Control Services/roles | Intelligent Electric Device (IED) is a communications-enabled controller to monitor and control automated devices in Transmission which communicates with Supervisory Control and Data Acquisition (SCADA), as well as limited capabilities for automatic operations such as tripping circuit breakers if they sense voltage, current, or frequency anomalies. | [6 empty] | X | [5 empty] | X | [19 empty] | US | X
| Transmission Measurement |  |  |  | Service | Logical |  | Application | Transmission | Monitor & Control Services/roles | Performed by rolesactors that provide visibility into the flow of power and the condition of the systems in the field.An example would be the digital and analog measurements collected through the Supervisory Control and Data Acquisition (SCADA) system from a remote terminal unit (RTU) and provide to a grid control center in Operations. | [9 empty] | X | [22 empty] | US | X
| Transmission Operations and Control Center | NR: ISO/RTO Operation |  |  | Role | Logical |  | Organization | Operations | Operations | Wide-area power system control center providing high level load management and security analysis for the transmission grid, typically using an EMS with generation applications and network analysis applications. | [12 empty] | X |  | X | [17 empty] | US | X
| Transmission Protection Devices | CM: Transmission.Protect; IE: Transmission Protection & Control Devices |  |  | Actor | Logical |  | Device | Transmission | Field Monitoring | Actors that react rapidly to faults and other events in the system which might cause power outages, brownouts, or the destruction of equipment. Performed to maintain high levels of reliability and power quality. Examples include Flexible AC Transmission Systems (FACTS) devices, switches, capacitors, fuses. | [9 empty] | X |  |  |  |  | X | [17 empty] | US | X
| Transmission Recording |  |  |  | Service | Logical |  | Application | Transmission | Operations | Performed by A service actors that permit other domains to review what has happened on the grid for financial, engineering, operational, and forecasting purposes. | [9 empty] | X | [22 empty] | US | X
| Transmission Remote Terminal Unit | NR: Transmission RTU | RTU | RTU | Actor | Logical |  | Device | Transmission | Field Monitoring | RTUs pass status and measurement information from a substation or feeder equipment to a Supervisory Control and Data Acquisition (SCADA) system and transmit control commands from the SCADA system to the field equipment. | [12 empty] | X | [19 empty] | US | X
| Transmission Sensor | IE: Sensors and Measurement Devices |  |  | Actor | Logical |  | Device | Transmission | Field Monitoring/Control | A Transmission System actor device (outside the substation) that measures a physical quantity and converts it into a signal which can be read by an observer or by an instrument. Examples include line-sag monitors, insulation detection monitoring. | [12 empty] | X |  | X | [17 empty] | US | X
| Transmission Stabilize and Optimize |  |  |  | Service | Logical |  | Application | Transmission | Operations | A service Performed by actors that ensure the network is operating with the appropriate tolerances across the system. They gather information for control decisions that ensure reliable, proper operations (stability) and more efficient operations (optimization). Measurement and control form a feedback loop that allows grid operators to stabilize the flow of energy across the electric network or safely increase the load on a transmission path. | [9 empty] | X | [22 empty] | US | X
| Transmission Substation | CM: Substation; N: Switch-yard |  |  | Actor | Logical |  | Facility | Transmission | Process | A facility who's function is to step-down (or up-voltage) from transmission (68kV or up) for distribution to tributary circuits. Contains not only transformers, but usually other devices to maintain power quality and reliablity, such as transformers, bus-work, capacitor banks, Flexible AC Transmission Systems (FACTS) devices, Ground fault limiters, fuses, reactors. | [9 empty] | X |  |  |  |  | X | [17 empty] | US | X
| Transmission Substation Network |  |  |  | Service | Logical |  | Facility | Transmission | Communications | These networks interconnect devices within a substation for backhauled WAN connection to Grid Operations . A typical example includes a local Ethernet LAN containing IEDs, RTUs, PMUs, and other field devices. | [14 empty] | X | [17 empty] | US | X
d | Transmission Supervisory Control and Data Acquisition | RM: 1) SCADA; 2) Transmission SCADA/EMS | T-SCADA | T-SCADA | Service | Logical |  | Application | Operations |  | SCADA is a realtime monitoring and control application receiving information from Remote Terminal Units (RTU). The primary consumer of SCADA's information is a Transmission organization's Energy Management System (EMS) applications. | [5 empty] | X | X | [5 empty] | X | [19 empty] | US | X
h | Transmission System Operator |  | TSO |  | Role | Conceptual |  | Role | Transmission | Operations | According to the Article 2.4 of the Electricity Directive 2009/72/EC (Directive): "a natural or legal person responsible for operating, ensuring the maintenance of and, if necessary, developing the transmission system in a given area and, where applicable, its interconnections with other systems, and for ensuring the long-term ability of the system to meet reasonable demands for the transmission of electricity". Moreover, the TSO is responsible for connection of all grid users at the transmission level and connection of the DSOs within the TSO control area. | [17 empty] | X | [14 empty] | US | X | p
h | Transmission System Operator (TSO) |  |  |  | Role | [5 empty] | according to the Article 2.4 of the Electricity Directive 2009/72/EC (Directive): "a natural or legal person responsible for operating, ensuring the maintenance of and, if necessary, developing the transmission system in a given area and, where applicable, its interconnections with other systems, and for ensuring the long-term ability of the system to meet reasonable demands for the transmission of electricity". Moreover, the TSO is responsible for connection of all grid users at the transmission level and connection of the DSOs within the TSO control area. | [28 empty] | X |  |  | EG3 | EU |  | p
h | Transmission System Operator (TSO) | [29 empty] | X | [11 empty] | Lvl 5 Trans. And Market |  |  | DER
| Transport capacity simulator |  |  |  | Service | Conceptual |  | Automation Service | Operations |  | utilizes engineering design, Operatioal historianand Dynamic system configuration to simulate safe operating limits | [18 empty] | X | [13 empty] | US
| Transportation consumer |  |  |  | Role | [5 empty] | A consumer of electricity providing transport systems. May be involved in contract based Demand/Response. E | [28 empty] | X |  |  | EG3 | EU
| Trouble call management (CS-TCM) |  |  |  | Application | [5 empty] | Customer troubles related to blackouts are transmitted and compared with network data in order to provide accurate information on the incident. | [23 empty] | X | [7 empty] | 61968-IRM | EU
| Trust Establishment Security Service |  |  |  | Service | Conceptual |  | Business Service | Cross-cutting |  | This service provides a trust establishment service that enables security verification across multiple organizations | [18 empty] | X | [13 empty] | US
| Trust Management |  |  |  | Service | Conceptual |  | Automation Service | Cross-cutting |  | Service that manages the domains hierarchy of control | [18 empty] | X | [13 empty] | US
| Unit commitment support service |  |  |  | Service | Conceptual |  | Automation Service | Bulk Generation |  | Provide a platform to confirm energy sources commitment to schedules | [18 empty] | X | [13 empty] | US
| unit start support |  |  |  | Service | Conceptual |  | Automation Service | Bulk Generation |  | Provide a platform to provide independent unit start | [18 empty] | X | [13 empty] | US
h | Update circuit records |  |  |  | Service | Conceptual |  | Automation Service | Transmission |  | Applies changes in circuit asset information to all applicable systems | [18 empty] | X | [13 empty] | US
h | Update circuit records |  |  |  | Service | Conceptual |  | Automation Service | Distribution |  | This service changes all applicable systems to reflect an update in the field to a distribution circuit. | [18 empty] | X | [13 empty] | US
d | Utility Apps | Too generic for any usefullness |  |  | Service | Logical |  | Application | Operations | Enterprise | Software applications and models used to assess distribution operations and help manage these devices through pricing and other signals. |  |  |  |  | X | [27 empty] | US | X
| Utility Business Systems (UBS) |  |  |  | System | [5 empty] | Usually called back-office systems | [31 empty] | 0 | EU
| Utility Energy Provider | XX: Utility Retail Energy Provider |  |  | Actor | Logical |  | Application | Service Provider | Enterprise | Utility that sells energy to end-users. | [9 empty] | X | [22 empty] | US | X
d | Utility Managed Billing | Redundant defintion coverd under Billing described earlier |  |  | Service | Logical |  | Application | Service Provider |  | Utility function or group that manages customer billing information, sends billing statements and processes received payments. | [9 empty] | X | [22 empty] | US | X
| V2G DR program | [9 empty] | Vehicle to Grid demand response program | [19 empty] | X | [11 empty] | Lvl 5 Trans. And Market |  |  | DER
| Validate commitment |  |  |  | Service | Conceptual |  | Business Service | Market |  | Confirms the ability of a participant to provide their proposed commitments | [18 empty] | X | [13 empty] | US
| validate demand response |  |  |  | Service | Conceptual |  | Business Service | Operations |  | Evaluate response of resource to a demand response dispatch | [18 empty] | X | [13 empty] | US
| Validate DR resource interconnection |  |  |  | Service | Conceptual |  | Business Service | Market |  | Validates that DR resources connection comply with relevant standards | [18 empty] | X | [13 empty] | US
| variable generation balancing support service |  |  |  | Service | Conceptual |  | Automation Service | Market |  | Provides support for creation of market products that support the implementation of variable resources | [18 empty] | X | [13 empty] | US
| Variable generation support |  |  |  | Service | Conceptual |  | Automation Service | Operations |  | Provides a mechanism to firm variable generation capabilities | [18 empty] | X | [13 empty] | US
| Vehicle Manufacturer |  |  |  | Role | [5 empty] | A party that produces the electric vehicles, develops the data information messages, which will be available for the service management. | [22 empty] | X | [8 empty] | AhG Charging | EU
| Vehicle Owner |  |  |  | Role | [5 empty] | A party that owns the electric vehicle | [31 empty] | AhG Charging | EU
| Vehicle User |  |  |  | Role | [5 empty] | A party that uses the electric vehicle (a physical person as well as a social one).His goal is to be able to use the vehicle, when he needs it or wants to use it. His involvement in the charge management process is essential but, this will hardly depend on the services offered to him. | [22 empty] | X | [8 empty] | AhG Charging | EU
| Virtual Power Plant (VPP) DER EMS (VDEMS) | [9 empty] | System that manages the settings and dispatch of DER systems that are enrolled in a virtual power plant | [19 empty] | X | [11 empty] | Lvl 2 FDEMS |  |  | DER | X
| Virtual Resource (generic) | [9 empty] | A set of one or more energy service resources, including generators, energy storage, controllable load, and ancillary services | [19 empty] | X | [11 empty] | Lvl 1 DER |  |  | DER | X
h | Voltage level collector |  |  |  | Service | Conceptual |  | Automation Service | Transmission |  | This service stores a collected voltage level at a pre-defined point within a circuit. | [18 empty] | X | [13 empty] | US
h | Voltage level collector |  |  |  | Service | Conceptual |  | Automation Service | Distribution |  | This service stores a collected voltage level at a pre-defined point within a distribution circuit. | [18 empty] | X | [13 empty] | US
h | Voltage level detector |  |  |  | Service | Conceptual |  | Automation Service | Transmission |  | This service detects the voltage level at a pre-defined point within a circuit. | [18 empty] | X | [13 empty] | US
h | Voltage level detector |  |  |  | Service | Conceptual |  | Automation Service | Distribution |  | This service detects the voltage level at a pre-defined point within a circuit. | [18 empty] | X | [13 empty] | US
h | Voltage level deviation |  |  |  | Service | Conceptual |  | Automation Service | Transmission |  | This service calculates the voltage level deviation from standard at a pre-defined point within a circuit. | [18 empty] | X | [13 empty] | US
h | Voltage level deviation |  |  |  | Service | Conceptual |  | Automation Service | Distribution |  | This service calculates the voltage level deviation from standard at a pre-defined point within a distribution circuit. | [18 empty] | X | [13 empty] | US
h | Voltage management |  |  |  | Service | Conceptual |  | Automation Service | Operations |  | Provide a mechanism to provide control signals to attached devices providing for voltage stability | [18 empty] | X | [13 empty] | US
h | Voltage Management: |  |  |  | Service | Conceptual |  | Business Service | Distribution |  | This service manages customer service delivery voltages to stay within industry accepted tolerances | [18 empty] | X | [13 empty] | US
| Voltage monitoring |  |  |  | Service | Conceptual |  | Automation Service | Operations |  | process that monitors and reports voltage status/alerts | [18 empty] | X | [13 empty] | US
| Voltage, Var, and Watt Optimization (VVWO) |  |  |  | Service | Conceptual |  | Automation Service | Transmission |  | process that controls reactive DER and other dynamic reactive power. This service also controls Demand/Response. | [18 empty] | X | [13 empty] | US
| vulnerability assesment |  |  |  | Service | Conceptual |  | Business Service | Operations |  | assess the resilience of grid management systems | [18 empty] | X | [13 empty] | US
| Water Meter | NR: Water/Gas Metering |  |  | Actor | Logical |  | Device | Cross Cutting | Field Monitoring | A device that is either used for revenue grade at the pPoint of sSale measuring or facility grade device used for the transfer of water, product and measuring usage and possibly control from one domain/system to another | [12 empty] | X | [19 empty] | US | X
| Weather Data Collection |  |  |  | Service | Conceptual |  | Business Service | Customer |  | Provide a mechanism to collect localized weather data affecting the system. | [18 empty] | X | [13 empty] | US |  | p | X
| Weather Forecast |  |  |  | - | [5 empty] | - | [26 empty] | X |  |  |  |  | Distribution Grid Management/Microgrid | EU |  | p | X
| Weather forecast support |  |  |  | Service | Conceptual |  | Automation Service | Operations |  | Provides future weather based on inputs from all sources | [18 empty] | X | [13 empty] | US |  | p | X
| Weather System | [9 empty] | Meteorological service providing weather system that can affect DER capabilities | [19 empty] | X | [11 empty] | Lvl 0 EPS |  |  | DER | X
| Wholesale Hydro | CM: Hydro |  |  | Actor | Logical |  | Device | Generation | Process | River or lake driven power generation resource. Generation used solely for resale, is a scheduled resource | [9 empty] | X |  |  |  |  | X | [17 empty] | US | X | 1
| Wholesale Market |  |  |  | Service | Logical |  | Organization | Market | Enterprise | Market for energy products, including generation, distributed generation, electric storage, electricity transmission/distributionportation, and demand response | [6 empty] | X | [25 empty] | US | X
| Wholesaling |  |  |  | Service | Conceptual |  | Application | Market | Enterprise | Wholesale sellers are any power generation company, power marketer, municipally owned utility, electric cooperative, river authority, or other entity that sells power at wholesale price vs retail rates allowed for small Distributed Generation and Stored Energy assets (retail customer's Photvoltaic(PV) arrays, Plug-in Electric Vehicles (PEV), micro-hydro, etc). Determination between wholesale and retail is determined by each State's regulators. | [9 empty] | X | [22 empty] | US | X
| Wide Area Measurement and Control System | NR: Wide Area Measurement System |  |  | Service | Logical |  | Application | Operations | Operations | Applicatrion that monitors all phase measurements and substation equipment over a large geographical base for visual modeling and other techniques to determine actions that need to be perform by transmission actuators. | [6 empty] | X | [5 empty] | X | [19 empty] | US | X
| Wide Area Network (WAN) | [29 empty] | X | [11 empty] | Lvl 3 REP and ICT |  |  | DER
| Wide Area Protection and Control |  |  |  | Service | Conceptual |  | Automation Service | Transmission |  | A cross-regional control scheme that provides for automated protection and control across the system | [18 empty] | X | [13 empty] | US
| Wide Area Situational Awareness |  |  |  | Service | Conceptual |  | Automation Service | Transmission |  | WASA's goal is cross-regional awareness (More than synchrophasors) | [18 empty] | X | [13 empty] | US
| Wide-area Monitoring (WAMON) |  |  |  | Application | [5 empty] | 0 | [26 empty] | X |  |  |  |  | Bulk Generation | EU
| Wind Generation | CM: Wind |  |  | Role | Logical |  | Device | Generation | Process | Windmill facility (typically a wind farm) which generates power via direct attached generators or by pumping/compressing a storage facility for power generation on scheduled intervals. Facitlites are connected to the Trnsmission Grid. Power produced by these facilities is sold on the wholesale market. Typically not used for base-load due to wind variablity. | [9 empty] | X | [22 empty] | US | X | 1 | X
| Wind turbine | [29 empty] | X | [11 empty] | Lvl 1 DER |  |  | DER | X
| Wood chip boiler | [29 empty] | X | [11 empty] | Lvl 1 DER |  |  | DER | X
| Work Management System |  | WMS | WMS | Service | Logical |  | Application | Operations | Operations | An application that provideswork crew project details and schedules to construct and maintain the power system infrastructure. Interfaces to or is usually is part of a bundled Distribution Management System (DMS) or Outage Management (OMS) offering. | [12 empty] | X | [19 empty] | US | X
| Work scheduling |  |  |  | Service | Conceptual |  | Automation Service | Operations |  | Provides allocation of work resources to the highest priority jobs that are pending | [18 empty] | X | [13 empty] | US
| Workforce Mobile Network |  |  |  | Service | Logical |  | Facility | Distribution | Enterprise | Workforce Mobile Networks are used to dispatch maintenance, outgage-situation and routine operations. This may include a localized wireless network for advanced field devices | [14 empty] | X | [17 empty] | US | X
d | Workforce Tool |  |  |  | Service | Logical |  | Application | Distribution |  | Remote field crew applications used to , connectivity transfer information to Operations. Includes astatus of outages, work in orogress status, location logistics, time scheduling. |  |  |  | X | [7 empty] | X | [20 empty] | US | X
| Zone | This is an SOA Element, not an actor or role. |  |  | Role NA | Logical NA |  | Geography | Transmission |  | A physical or electrical region. | [9 empty] | X | [6 empty] | X | X |  |  | X | [11 empty] | US
US
Note on I6: Ron Cunningham: Organizational Entity [Person]
Note on F12: Ron Cunningham: Service[ Role]
Note on I12: Ron Cunningham: Organization [Application]
Note on B25: Stephan Amsbary: We changed previousoly agreed to re-definitions for the EU concept of zone
Note on I25: Ron Cunningham: Organizational Entity [Organization]
Note on F90: Ron Cunningham: Service[ Role]
Note on J90: Ron Cunningham: Service Provider [Multiple Domains]
Note on G99: Ron Cunningham: Logical [Conceptual]
Note on F101: Ron Cunningham: Service[ Role]
Note on F107: Ron Cunningham: Service[ Role]
Note on I150: Ron Cunningham: Facility [Device]
Note on J154: Ron Cunningham: Cross Cutting [Domain]
Note on B161: Ron Cunningham: Communication [Other] Networks
Note on J161: Ron Cunningham: Cross Cutting [Distribution]
Note on G170: Ron Cunningham: Logical [Conceptual]
Note on G171: Ron Cunningham: Logical [Conceptual]
Note on I171: Ron Cunningham: [Facility] Application
Note on F188: Ron Cunningham: Service[ Role]
Note on I188: Ron Cunningham: [Application] Orgainzation
Note on F230: Ron Cunningham: Role [actor]
Note on F238: Ron Cunningham: Role [actor]
Note on F250: Ron Cunningham: Service[ Role]
Note on F252: Ron Cunningham: Service[ Role]
Note on G276: Ron Cunningham: Logical [Conceptual]
Note on G278: Ron Cunningham: Logical [Conceptual]
Note on F312: Ron Cunningham: Service[ Role]
Note on I312: Ron Cunningham: [Organization] Service
Note on F348: Ron Cunningham: Service[ Actor]
Note on F350: Ron Cunningham: Service[ Role]
Note on F352: Ron Cunningham: Service[ Role]
Note on F357: Ron Cunningham: Service[ Role]
Note on G360: Ron Cunningham: Logical [Conceptual]
Note on G361: Ron Cunningham: Logical [Physical]
Note on G364: Ron Cunningham: Logical [Conceptual]
Note on I364: Ron Cunningham: Organization [Person]
Note on G365: Ron Cunningham: Logical [Conceptual]
Note on F368: Ron Cunningham: Service[ Role]
Note on F380: Ron Cunningham: Service[ Role]
Note on G382: Ron Cunningham: Logical [Conceptual]
Note on F383: Ron Cunningham: Service[ Role]
Note on J415: Ron Cunningham: Cross Cutting [Customer]
Note on F423: Ron Cunningham: Actor[ Role]
Note on G423: Ron Cunningham: Logical [Conceptual]
Note on J423: Ron Cunningham: Service Provider [Customer]
Note on F431: Ron Cunningham: Actor[ Role]
Note on F433: Ron Cunningham: Actor[ Role]
Note on I433: Ron Cunningham: Organization [Role]
Note on F436: Ron Cunningham: Service[ Role]
Note on G444: Ron Cunningham: Logical [Conceptual]
Note on G457: Ron Cunningham: Logical [Conceptual]
Note on F466: Ron Cunningham: Service[ Role]
Note on F482: Ron Cunningham: Service[ Actor]
Note on I482: Ron Cunningham: Application [Device]
Note on F489: Ron Cunningham: Role [actor]
Note on F494: Ron Cunningham: Role [Actor]
Note on I523: Ron Cunningham: Organization [Application]
Note on I530: Ron Cunningham: Organizational Entity [Person]
Note on B543: Ron Cunningham: [ Distribution ]Field Crew Tools
Note on J543: Ron Cunningham: Operations [Distribution]
Note on F551: Ron Cunningham: Role [actor]
Note on I551: Ron Cunningham: Organization [Application]
Note on I553: Ron Cunningham: Organizational Entity [Person]
Note on J576: Ron Cunningham: Cross Cutting [Customer]
Note on B578: Ron Cunningham: Building Gateway
Note on F578: Ron Cunningham: Service[ Role]
Note on F580: Ron Cunningham: Service[ Role]
Note on B582: Ron Cunningham: ( see also ADWP definitions PPT for new domain)
Note on B583: Ron Cunningham: ( see also definitions PPT for new domain)
Note on F583: Ron Cunningham: Service[ Role]
Note on B584: Ron Cunningham: ( see also ADWP definitions PPT for new domain)
Note on F584: Ron Cunningham: Service[ Role]
Note on B585: Ron Cunningham: ( see also ADWP Definitions PPT for new domain)
Note on F592: Ron Cunningham: Service[ Actor]
Note on I597: Ron Cunningham: Organizational Entity [Person]
Note on I627: Ron Cunningham: Organizational Entity [Application]
Note on I653: Ron Cunningham: Organization [Role]
Note on L653: Ron Cunningham: need to clarify what this description is specifying.
Note on B659: Stephan Amsbary: Stopping point on Steve's actors on Sept 16
Note on J659: Ron Cunningham: Market [Operations]
Note on I678: Ron Cunningham: Organization [Role]
Note on F680: Ron Cunningham: Role [Actor]
Note on G680: Ron Cunningham: Conceptual [Logical]
Note on I826: Ron Cunningham: Organization [Role]
Note on B829: Ron Cunningham Needs to be split out into the separate named things
Note on I844: Ron Cunningham: Organizational Entity [Person]
Note on B846: Ron Cunningham: need to decode MOL - see ETSO Role Model document
Note on B865: Stephan Amsbary: We added two new concepts starting here and are going backwards from here - Zones and Consumbles
Note on I884: Ron Cunningham: Organizational Entity [Application]
Note on B885: Ron Cunningham: [Network Calculations] Is this intended to be the set of algorithms (service) or the results of those algorithms from which grid reliabily & grid security services are provided? We created two names to support this
Note on B894: Ron Cunningham: Is this intended to be the set of algorithms (service) or the results of those algorithms from which log-term planning services are provided? Network segment capacity and reliablity -> Conceptual
Note on J894: Stephan Amsbary: Note this is that new domain cross-cutting Cross Cutting [Trans/Distr]
Note on B908: Ron Cunningham: Non-Utility [Third Party] Retail Energy Provider
Note on I948: Ron Cunningham: Organizational Entity [Person]
Note on B1005: Ron Cunningham: [Utility Managed] Premise Installation and Maintenance
Note on G1008: Ron Cunningham: Logical [Conceptual]
Note on I1061: Ron Cunningham: Organization [Role]
Note on F1076: Ron Cunningham: Role [Actor]
Note on I1089: Ron Cunningham: Organization [Role]
Note on F1094: Ron Cunningham: Service[ Role]
Note on B1096: Stephan Amsbary: Very abstract term… couldn't discern true meaning from description
Note on F1103: Ron Cunningham: Role [actor]
Note on I1103: Ron Cunningham: Organization [Person]
Note on I1120: Stephan Amsbary: Need todefine the difference between organiztion and organizational entity Organizational Entity[ Role]
Note on B1169: Ron Cunningham: [Wholesale] Solar
Note on B1187: Ron Cunningham: [Distribution] Supervisory Control and Data Acquisition
Note on F1187: Ron Cunningham: Service[ Actor]
Note on B1192: Stephan Amsbary: too abstract a concept - struck
Note on B1227: Stephan Amsbary: merged into Service Provider description
Note on B1228: Stephan Amsbary: Need to consolitdate billing: services, actors….
Note on J1301: Ron Cunningham: Cross Cutting [Customer]
Note on B1314: Ron Cunningham: [Wholesale] Wind Generation

## TC8 WG6 Use case actors
DER Actor | Role/Service | Definition
Advanced Metering Infrastructure (AMI) | Level 3 REP and ICT
Aggregator | Level 3 REP and ICT | Third party managing aggregations of DER systems
Area EPS | Level 0 EPS | An EPS that serves Local EPSs
Balancing Authority (market) | Level 5 Transmission & Market
Battery energy storage | Level 1 DER
Biomass plant | Level 1 DER
Building DER EMS (BDEMS) | Level 2 FDEMS | System that manages the settings and dispatch of DER systems within a building
Combined Heat and Power (CHP) | Level 1 DER | DER system whose primary purpose is creation of heat but can also provide electrical energy from the heat creation capability. In some circumstances, electrical energy is the primary purpose with heat as a secondary purpose
Communication Nodes | Level 3 REP and ICT
Critical Load | Level 1 DER | Loads within a Local EPS having the highest priority of service. These loads are served at the expense of all other loads.
Customer Information System (CIS) | Level 4 DSO | System with customer information, including personal information, billing information, customer profile information, etc.
DC EPS | Level 0 EPS | A Local EPS that operates direct current
Demand Response (DR) Pricing Schedule | Level 5 Transmission & Market | Schedule provided by REPs, DSOs, TSO, and others to indicate contractual and/or forecast prices for energy and ancillary services during specific time periods
Demand Response (DR) System | Level 5 Transmission & Market | System providing demand response pricing information for different energy products during different time frames
DER Controllable Load (generic) | Level 1 DER | DER that consists primarily of a load that is allowed to be modified based on operating conditions, tariffs, contracts, or other criteria
DER Controller (generic) | Level 1 DER | Controller of DER unit
DER Generating Unit (generic) | Level 1 DER | DER unit that includes generation of electrical energy
DER Log | Level 1 DER | Log of significant events and alarms for use in market settlements, operational analysis, and other audit purposes
DER Management System (DER-MS) (generic) | Level 2 FDEMS | System that manages the settings and dispatch of DER systems
DER Meter | Level 1 DER | Meter that records the energy produced within specified time periods, energy used within specified time periods for DER charging of storage, and demand curves of DER generation and storage over time
DER Operator (generic) | Level 2 FDEMS | Responsible party for operational aspects of the facilities and their DER systems (generation, storage, and controllable load)
DER Owner (generic) | Level 2 FDEMS | Responsible party for market and financial decisions and contracts related to the facilities and their DER systems (generation, storage, and controllable load)
DER Protection Function | Level 1 DER | Safety-related function to prevent harm to personnel, the DER system, and/or other electrical equipment
DER Storage Unit (generic) | Level 1 DER | DER unit that includes energy storage that can be converted to electrical energy
DER System (generic) | Level 1 DER | Combined DER controller and DER unit, including generators, energy storage, and controllable load
DER Unit (generic) | Level 1 DER | Prime mover and converter to and/or from electrical energy, , including generators, energy storage, and controllable load
Distributed Energy Resource (DER) (generic) | Level 1 DER | A distributed set of one or more energy service resources, including generators, energy storage, controllable load, and ancillary services
Distribution Management System (DMS) | Level 4 DSO | Generic term for all applications used for distribution management.
Distribution Operations Model and Analysis (DOMA) | Level 4 DSO | Topological model of distribution system, including the location and profile characteristics of all distribution equipment and DER systems (individually and/or in aggregate). This model is derived from the geographic model in the GIS, the facilities information (often included in the GIS and/or an asset management database), and the DER profiles (derived from the CIS and DER characteristics database)
Distribution SCADA System (DSCADA) | Level 4 DSO
Distribution System Operator (DSO) | Level 4 DSO | Utility responsible for operating the distribution power system
Distribution System Power Flow (DSPF) | Level 4 DSO | Application that determines the power flows of the distribution system, using the DOMA model
DSO DER EMS (DDEMS) | Level 4 DSO
DSO Operator | Level 4 DSO | Operator responsible for making decisions for operating the distribution power system
DSO Planner | Level 4 DSO | Planner
Electric Power System (EPS) (generic) | Level 0 EPS | Facilities that deliver electric power to a load
Electric Vehicle (EV) | Level 1 DER | Automobile which is powered completely or in part by electricity and whose battery can be charged from an EPS
Electric Vehicle EMS (EVEMS) | Level 2 FDEMS | System that manages the settings for charging electric vehicles, including as DER systems
Electric Vehicle Supply Equipment (EVSE) | Level 1 DER
Electric Vehicle Supply Equipment (EVSE) | Level 2 FDEMS
Electrical Point of Connection (ECP) | Level 0 EPS | Point of electrical connection between the DER source or sink of energy and any EPS Each DER unit has an ECP connecting it to its local power system; groups of DER units have an ECP where they interconnect to the power system at a specific site or plant; a group of DER units plus local loads have an ECP where they are interconnected to the utility power system. NOTE For those ECPs between a utility EPS and a plant or site EPS, this point is identical to the point of common coupling (PCC) in the IEEE 1547 “Standard for Interconnecting Distributed Resources with Electric Power Systems”.
Energy Services Interface (ESI) | Level 2 FDEMS
EPS Switch | Level 0 EPS | Switch plus its controller within an EPS
EV Pricing Program | Level 5 Transmission & Market | Special pricing for charging EVs
Facility DER EMS (FDEMS) | Level 2 FDEMS | System that manages the settings and dispatch of DER systems within a facility. This facility could be a residence, a building, a commercial site, an industrial site, or any other generic location.
Facility Local Area Network (Facility LAN) | Level 2 FDEMS
Fuel cell | Level 1 DER
Gas turbine | Level 1 DER
Geographic Information System (GIS) | Level 4 DSO | Geographic model of the distribution system, including the location and characteristics of all distribution equipment and DER systems (individually and/or in aggregate)
Hydro plant | Level 1 DER
Local EPS | Level 0 EPS | An EPS contained entirely within a single premises or group of premises
Market operator (generic) | Level 5 Transmission & Market
Meter Data Management System (MDMS) | Level 3 REP and ICT
Microgrid DER EMS (MDEMS) | Level 2 FDEMS | System that manages the settings and dispatch of DER systems within a microgrid, and that can cause the microgrid to become an island and to reconnect with the Area EPS.
Microgrid EPS | Level 0 EPS | A Local EPS that can operate as an island and is operated as a virtual resource to the Area EPS
Microgrid Operator | Level 2 FDEMS | Responsible party for operational aspects of a microgrid
Microgrid Owner | Level 2 FDEMS | Responsible party for market and financial decisions and contracts related to a microgrid
Non-Controllable Load | Level 1 DER | Load that is not allowed to be modified
Non-Critical Load | Level 1 DER | Loads within a Local EPS having the lowest priority of service. These loads may be left unserved in favor of Critical Loads.
Non-regulating DER System | Level 1 DER | DER system not participating in frequency or voltage regulation.
Outage Management System (OMS) | Level 4 DSO
PCC Switch | Level 0 EPS | Switch plus its controller at the point of common coupling (PCC) between the Local EPS and the Area EPS
Photovoltaic system (PV) | Level 1 DER
Point of Common Coupling (PCC) | Level 0 EPS | The point where a Local EPS is connected to an Area EPS.
Power Plant DER EMS (PDEMS) | Level 2 FDEMS | System that manages the settings and dispatch of DER systems within a power plant
Power Plant Operator | Level 2 FDEMS | Responsible party for operational aspects of a power plant
Power Plant Owner | Level 2 FDEMS | Responsible party for market and financial decisions and contracts related to a power plant
Public Network | Level 3 REP and ICT
Pumped water storage | Level 1 DER
Regulating DER System | Level 1 DER | DER system responsible for frequency and/or voltage regulation. The regulating DER system could be a generator, an energy storage system, or controllable load.
Renewable DER | Level 1 DER | DER system whose prime mover energy comes from renewable sources, including water, solar, wind, and biofuels
Retail DER Energy Management System (RDEMS) | Level 3 REP and ICT | System that manages the settings and dispatch of DER systems that have been contracted to be operated by REPs and/or Aggregators
Retail Energy Provider (REP) | Level 3 REP and ICT | Third party managing DER systems based on market information
Retail Market (generic) | Level 5 Transmission & Market
Synchronizing equipment | Level 0 EPS | Equipment that synchronizes the frequency between two EPSs
TDEMS or TSO EMS | Level 5 Transmission & Market | TDEMS is part of the TSO EMS that manages large DER systems or large aggregations of smaller DER systems
Time Synchronization Source | Level 1 DER | Source of an accurate time signal
Transmission Bus Load Model (TBLM) | Level 4 DSO
Transmission System Operator (TSO) | Level 5 Transmission & Market
V2G DR program | Level 5 Transmission & Market | Vehicle to Grid demand response program
Virtual Power Plant (VPP) DER EMS (VDEMS) | Level 2 FDEMS | System that manages the settings and dispatch of DER systems that are enrolled in a virtual power plant
Virtual Resource (generic) | Level 1 DER | A set of one or more energy service resources, including generators, energy storage, controllable load, and ancillary services
Weather System | Level 0 EPS | Meteorological service providing weather system that can affect DER capabilities
Wide Area Network (WAN) | Level 3 REP and ICT
Wind turbine | Level 1 DER
Wood chip boiler | Level 1 DER

## Consolidated-Entities-orig
[12 empty] | EU SG-CG WP1 Contributions |  |  | Original Source Traceability (backward-compatability)
[12 empty] | Using ETSO Market Model |  |  | Roadmap: FERC4+2 (NIST)
delete flag | Entity Name | Original Alternative Entity Name (Including entity names are duplicates) | col-C | col-D | Actor / SrvcCollection / Service | Hierarchy Conceptual/ Logical/ Physical | Role (from role tab) | Type | NIST (Legacy) Domain | Manufacturer-CIM (IEC #) Type of Zone | Description | Actor/ type or Role | Related Role | Business function/ service | AMI Systems | Electric Transportaion | Distribution Grid Mgmt | WASA | Demand Response | Electric Storage | Conceptual Model | Reference Diagram | NAESB | CSWG NISTIR 7628 | CSWG Actors | IEEE P2030 Draft 3.0 | EIS | EU Commission | EU WGSP Vers 0.5 | SGAC Conceptual Arch | IEC TC57-WG19 DER Actor/Roles | EU SC-CG WP1 | ENTSO-E role model | AhG Charging | IEC61968 IRM | IEC SG3 | GUC | DKE Repository | SMCG | EG3 | EU Source:unknown | New | Note | US/EU Input | ADWP original focus | Cluster Number | Notes
| 0 |  |  |  | - | [5 empty] | Combination of load and generation object devices | [26 empty] | X |  |  |  |  | DKE Repository | EU
| 0 |  |  |  | - | [32 empty] | X |  |  |  |  | Electric-transportation (ET) | EU
| 0 |  |  |  | - | [5 empty] | 0 | [26 empty] | X |  |  |  |  | Electric-transportation (ET) | EU
| 0 |  |  |  | - | [5 empty] | â€¢ Metrology functions including the conventional meter display (register or index) that are under legal metrological control. When under metrological control, these functions shall meet the essential requirements of the MID; | [26 empty] | X |  |  |  |  | Smart Home/Commercial/Industrial/DR-Customer EMS | EU
| - |  |  |  | - | [5 empty] | - | [26 empty] | X |  |  |  |  | Smart Home/Commercial/Industrial/DR-Customer EMS | EU
| - |  |  |  | - | [5 empty] | - | [26 empty] | X |  |  |  |  | Smart Home/Commercial/Industrial/DR-Customer EMS | EU
| (Energy) Dispatcher | Eur: Dispatcher |  |  | Role | Conceptual |  | Organizational Entity | Transmission |  | Actor Role in charge of dispatching Electricity (usually at the transmission level) | role | transmission capacity allocator ? | [15 empty] | X | [14 empty] | US | X
| {Need more information} |  |  |  | Service | Conceptual |  | Automation Service | Service Provider |  | {Need more information} | [18 empty] | X | [13 empty] | US
| Abnormal operations support |  |  |  | Service | Conceptual |  | Automation Service | Operations |  | Provide support for dispatch of attached resources to operate them in abnormal situations | [18 empty] | X | [13 empty] | US
| Abnormal operations support |  |  |  | Service | Conceptual |  | Automation Service | Operations |  | Provide support for dispatch of attached resources to operate them in abnormal situations | [18 empty] | X | [13 empty] | US
| Access Control Management |  |  |  | Service | Conceptual |  | Business Service | Cross-cutting |  | This service manages smart grid component access control processes | [18 empty] | X | [13 empty] | US
| Access Control Management |  |  |  | Service | Conceptual |  | Business Service | Customer |  | Provide a mechanism to support access control | [18 empty] | X | [13 empty] | US
| Access Control Management |  |  |  | Service | Conceptual |  | Business Service | Customer |  | Provide a mechanism to support access control | [18 empty] | X | [13 empty] | US
| Access Control Management |  |  |  | Service | Conceptual |  | Business Service | Customer |  | Provide a mechanism to support access control | [18 empty] | X | [13 empty] | US
| Access Control Management |  |  |  | Service | Conceptual |  | Business Service | Customer |  | Provide a mechanism to support access control | [18 empty] | X | [13 empty] | US
| Access Point (ie. Data Aggregation Point) | IE: Distribution Access Point |  |  | Actor | Logical | Processor | Device | Distribution |  | Collects and aggregates all data from/to end devices through Neighbourhood and/or Field Area and/or AMI networks. These devices are IEEE 802.11n compliant. They interface the Backhaul WAN. | system actor | metered data collector | [30 empty] | US
| Account Management |  |  |  | Service | Conceptual | Manager | Organization | Service Provider |  | Business function or service that manages supplier and customer business accounts. |  |  | function/ service | [6 empty] | X | [22 empty] | US | X
| Account Management System |  |  |  | Actor | Logical | Manager | Application | Service Provider |  | Business function or service that manages supplier and customer business accounts. | system actor | Multiple | [7 empty] | X | [22 empty] | US | X
| Accounting |  |  |  | Service | Conceptual |  | Automation Service | Cross-cutting |  | A service that tracks the activity of a particular entity. | [18 empty] | X | [13 empty] | US
| Accounting |  |  |  | Service | Conceptual |  | Automation Service | Cross-cutting |  | A service that tracks the activity of a particular entity. | [18 empty] | X | [13 empty] | US
| Accounting |  |  |  | Service | Conceptual |  | Automation Service | Cross-cutting |  | A service that tracks the activity of a particular entity. | [18 empty] | X | [13 empty] | US
| Accounting |  |  |  | Service | Conceptual |  | Automation Service | Customer |  | A service that tracks the activity of a particular entity. | [18 empty] | X | [13 empty] | US
| Accounting |  |  |  | Service | Conceptual |  | Automation Service | Customer |  | A service that tracks the activity of a particular entity. | [18 empty] | X | [13 empty] | US
| Accounting |  |  |  | Service | Conceptual |  | Automation Service | Customer |  | A service that tracks the activity of a particular entity. | [18 empty] | X | [13 empty] | US
| AccountingPoint responsible |  |  |  | Role | [5 empty] | Responsible for the maintenance and mapping between the logical registers and the accounting points in compliance with local market rules | [21 empty] | X | [9 empty] | ENTSO-E Role model | EU
| Actor A |  |  |  | External Actor | [5 empty] | External actor (Smart Grid Market Role) interacting with the system functions and components in the home or home automation network through the metering communication channel. This actor is responsible for collecting metering data. Examples of such market roles are the DSO, metering company, etc. | [25 empty] | X | [5 empty] | GUC | EU
| Actor A (external actor) |  |  |  | - | [32 empty] | X |  |  |  |  | Smart Home/Commercial/Industrial/DR-Customer EMS | EU
| Actor A (external actor) |  |  |  | - | [32 empty] | X |  |  |  |  | Smart Home/Commercial/Industrial/DR-Customer EMS | EU
| Actor A (external actor) |  |  |  | - | [5 empty] | - | [26 empty] | X |  |  |  |  | Smart Home/Commercial/Industrial/DR-Customer EMS | EU
| Actor A (external actor) |  |  |  | - | [5 empty] | 0 | [26 empty] | X |  |  |  |  | Smart Home/Commercial/Industrial/DR-Customer EMS | EU
| Actor A (external actor) |  |  |  | - | [5 empty] | - | [26 empty] | X |  |  |  |  | Smart Home/Commercial/Industrial/DR-Customer EMS | EU
| Actor A (external actor) |  |  |  | - | [5 empty] | - | [26 empty] | X |  |  |  |  | Smart Home/Commercial/Industrial/DR-Customer EMS | EU
| Actor B |  |  |  | External Actor | [5 empty] | External actor (Smart Grid Market Role) interacting with the system functions and components in the home or home automation network through the metering communication channel. This actor is responsible for collecting metering data. Examples of such market roles are the DSO, metering company, etc. | [25 empty] | X | [5 empty] | GUC | EU
| Actor B (external actor) |  |  |  | - | [5 empty] | External actor (Smart Grid Market Role) interacting with the system functions and components in the home or home automation network through the metering communication channel. This actor is responsible for collecting metering data. Examples of such market roles are the DSO, metering company, etc. | [26 empty] | X |  |  |  |  | Smart Home/Commercial/Industrial/DR-Customer EMS | EU
| Actor B (external actor) |  |  |  | - | [5 empty] | External actor (Smart Grid Market Role) interacting with the system functions and components in the home or home automation network through the metering communication channel. This actor is responsible for collecting metering data. Examples of such market roles are the DSO, metering company, etc. | [26 empty] | X |  |  |  |  | Smart Home/Commercial/Industrial/DR-Customer EMS | EU
| Actor B (external actor) |  |  |  | - | [5 empty] | - | [26 empty] | X |  |  |  |  | Smart Home/Commercial/Industrial/DR-Customer EMS | EU
| Actor B (external actor) |  |  |  | - | [5 empty] | External actor (Smart Grid Market Role) interacting with the system functions and components in the home or home automation network through the metering communication channel. This actor is responsible for collecting metering data. Examples of such market roles are the DSO, metering company, etc. | [26 empty] | X |  |  |  |  | Smart Home/Commercial/Industrial/DR-Customer EMS | EU
| Actor B (external actor) |  |  |  | - | [5 empty] | - | [26 empty] | X |  |  |  |  | Smart Home/Commercial/Industrial/DR-Customer EMS | EU
| Actuator |  |  |  | Role | Conceptual | Actuator | Device | Cross Cutting | Process | An actuator is a transducer that accepts a signal and converts it to a physical action. In other words, an actuator causes an action to occur relating to the data that was sent to it. The are used to remotely operate devices such as switches and circuit-breakers. | system actor | grid operator | [30 empty] | US | X
| Adjust transformer operatining settings |  |  |  | Service | Conceptual |  | Automation Service | Transmission |  | Service that adjusts transformer setting for load | [18 empty] | X | [13 empty] | US
| Advanced Metering Infrastructure (AMI) | [29 empty] | X | [11 empty] | Lvl 3 REP and ICT |  |  | DER
| Advanced products simulation service |  |  |  | Service | Conceptual |  | Automation Service | Market |  | Provides the ability to simulate the impact of proposed changes to the market including new technologies to see the impact on the market based on a wide range of scenarios | [18 empty] | X | [13 empty] | US
| aggregate customers |  |  |  | Service | Conceptual |  | Business Service | Service Provider |  | aggregate customers for various electricity buying and selling options | [18 empty] | X | [13 empty] | US |  | p
| Aggregation Resource | N: Resource |  |  | Zone | Conceptual | Processor | Organizational Entity | Market | Market | A market-dependent group of Response Method Aggregations that represents a dispatchable entity. | [11 empty] | X | [20 empty] | US | X | p
| aggregation support service |  |  |  | Service | Conceptual |  | Automation Service | Market |  | Provide a support system to allow aggregators to participate in the market on behalf of their customers | [18 empty] | X | [13 empty] | US |  | p
| Aggregator | RM: Energy Services Company; NR: Aggregator / Retail Energy Provider; EU: Supplier; xx: Energy Services Aggregator |  |  | Role | Conceptual | Manager | Organization | Service Provider | Enterprise | The role that combines curtailment, demand or DER of two or more customers into a single purchasing unit to negotiate the purchase or the sale of electricity to retail electric providers. Aggregators may not sell or take title to electricity. Retail electric providers are not aggregators. | role |  |  | X | X | X | X | X | X | X | X |  | X |  |  |  | X |  |  | X | [12 empty] | US | X | p
| Aggregator |  |  |  | Role | [5 empty] | offers services to aggregate energy production from different sources (generators) and acts towards the grid as one entity, including local aggregation of demand (Demand Response management) and supply (generation management). In cases where the aggregator is not a supplier, it maintains a contract with the supplier. | [28 empty] | X |  |  | EG3 | EU |  | p
| Aggregator | [9 empty] | Third party managing aggregations of DER systems | [19 empty] | X | [11 empty] | Lvl 3 REP and ICT |  |  | DER
| Aggregator |  |  |  | Role | [5 empty] | offers services to aggregate energy production from different sources (generators) and acts towards the grid as one entity, including local aggregation of demand (Demand Response management) and supply (generation management). In cases where the aggregator is not a supplier, it maintains a contract with the supplier. | [26 empty] | X |  |  | X | - |  | US |  | p
| Aggregator |  |  |  | System | [32 empty] | X |  |  | X | - |  | US |  | p
| Aggregator |  |  |  | Role | [5 empty] | offers services to aggregate energy production from different sources (generators) and acts towards the grid as one entity, including local aggregation of demand (Demand Response management) and supply (generation management). In cases where the aggregator is not a supplier, it maintains a contract with the supplier. | [29 empty] | X | - |  | US |  | p
| Aggregator |  |  |  | Role | [32 empty] | X |  |  |  |  | Distribution Grid Management/Microgrid | EU |  | p
| AMI Head-end |  |  | EU-WGSP: Head End System (HES) | Actor | Logical | Processor | Device | Operations |  | Provides the Interface to the Advanced Metering Infrastructure and manages the information exchanges between third party systems. The head-end is the command application for AMI solution. Optionally it manages required or desired meter reading schedules, and enacts other meter and communication-related commands. Most Head-ends also contain a vendor specific extension like a Meter Data Master (MDMS) and Validates, edits, and estimates (VEE) meter calculations. | system actor | metered datacollector |  |  |  | X | [5 empty] | X | [20 empty] | US | X
| AMI Operator | EU: Head End System (HES) Operator |  |  | Actor | Logical | Manager | Role | Operations |  | General operator of the AMI system | business actor | metered datacollector | [15 empty] | X | [14 empty] | US | X
| AMI operator |  |  |  | generic role | [5 empty] | General operator of the AMI system | [29 empty] | X |  | 0 | EU
| AMI Service Engineer |  |  |  | Actor | Logical | Maintainer | Person | Operations |  | External actor responsible for the installation, operation, maintenance and de-installation of the system components. It may access, if properly identified and authorized, those components either directly, via local operation and maintenance interfaces, or from a system component from a higher hierarchical level (e.g. meters may be accessed for maintenance purposes via NNAPs or the HES). | business actor | metered datacollector | [15 empty] | X | [14 empty] | US | X
| AMI service engineer [E] |  |  |  | generic role | [5 empty] | External actor responsible for the installation, operation, maintenance and de-installation of the system components. It may access, if properly identified and authorized, those components either directly, via local operation and maintenance interfaces, or from a system component from a higher hierarchical level (e.g. meters may be accessed for maintenance purposes via NNAPs or the HES). | [27 empty] | X |  |  |  | SMCG | EU
| AMI System |  |  |  | System | [5 empty] | Advanced Metering Infrastructure System | [27 empty] | X |  |  |  | SMCG | EU
| analytics support service |  |  |  | Service | Conceptual |  | Automation Service | Market |  | Provide a platform of market analytics to support participant review of market rule related conditions | [18 empty] | X | [13 empty] | US
| analyze schedules |  |  |  | Service | Conceptual |  | Business Service | Bulk Generation |  | provide analytics to determine issues with planned operations | [18 empty] | X | [13 empty] | US
| analyze schedules |  |  |  | Service | Conceptual |  | Business Service | Bulk Generation |  | provide analytics to determine issues with planned operations | [18 empty] | X | [13 empty] | US
| analyze system state |  |  |  | Service | Conceptual |  | Automation Service | Transmission |  | analyze operational condition information | [18 empty] | X | [13 empty] | US
| analyze system state |  |  |  | Service | Conceptual |  | Automation Service | Transmission |  | analyze operational condition information | [18 empty] | X | [13 empty] | US
| analyze system state |  |  |  | Service | Conceptual |  | Automation Service | Transmission |  | analyze operational condition information | [18 empty] | X | [13 empty] | US
| Analzye event |  |  |  | Service | Conceptual |  | Business Service | Operations |  | Reconstruct the dynamic values of grid attributes around the time of a past grid event | [18 empty] | X | [13 empty] | US
| Ancillary Ops Market |  |  |  | Role | Conceptual |  | Application | Market | Enterprise | Provide a market to provide frequency support, voltage support, spinning reserve and other services as defined by FERC, NERC and the various ISO. These markets normally function on a regional or ISO basis. |  |  | function/ service ? | [6 empty] | X | [22 empty] | US | X
| Ancillary Service Providers |  |  |  | Actor | Logical |  | Organization | Service Provider |  | Provide third-party ancillary services to provide frequency support, voltage support, spinning reserve and other services as defined by FERC, NERC and the variousttransmission authority, | role | reserve allocator ? | [14 empty] | X | [15 empty] | US | X
| Ancillary services management |  |  |  | Service | Conceptual |  | Automation Service | Operations |  | Provide a mechanism to manage the operation of grid connected energy resources that are enrolled for ancillary services | [18 empty] | X | [13 empty] | US
| Ancillary Services providers |  |  |  | Role | [5 empty] | 0 | [28 empty] | X |  |  | EG3 | EU
| ancillary services support |  |  |  | Service | Conceptual |  | Automation Service | Bulk Generation |  | Provide a platform to analyze market needs for operational provisioning of ancillary services | [18 empty] | X | [13 empty] | US
| ancillary services support |  |  |  | Service | Conceptual |  | Automation Service | Bulk Generation |  | Provide a platform to analyze market needs for operational provisioning of ancillary services | [18 empty] | X | [13 empty] | US
| ancillary services support |  |  |  | Service | Conceptual |  | Automation Service | Bulk Generation |  | Provide a platform to analyze market needs for operational provisioning of ancillary services | [18 empty] | X | [13 empty] | US
| Appliance | RM: Customer Appliance, RD: Appliances |  |  | Actor | Logical | Equipment | Device | Cross Cutting | Enterprise | generic appliance | system actor | multiple | [7 empty] | X | X | [21 empty] | US | X
| Appliance - Customer |  |  |  | Actor | Logical |  | Device | Customer |  | Consumer (in-home) electric device. Potentially controllable (making them Customer Devices) to reduce/increase load as directed. Includeslights, pool pumps, air conditioners, electric water heaters, refrigerators, washers, electric dryers, dishwashers, &c. | system actor | party connected to the grid | [7 empty] | X | X | [21 empty] | US | X
| Appliance Control |  |  |  | Role | Conceptual |  | Application | Customer |  | The role associated with the external control of an End Device. | role | consumption responsible party | [9 empty] | X | [20 empty] | US | X
| Appliances |  |  |  | System | [5 empty] | Object devices | [26 empty] | X |  |  |  |  | DKE Repository | EU
| Application Management |  |  |  | Service | Conceptual |  | Business Service | Cross-cutting |  | This service manages smart grid applications | [18 empty] | X | [13 empty] | US
| Area Energy Service Operator |  |  |  | Role | [5 empty] | A party offering services regarding the energy management of a specific location or geographical area. These services could be dedicated to the charge management of electric vehicles as well as the energy management of the location, like tertiary buildings (in such a case the charging of EVs could be included in a local optimization).An Area Energy Service Operator could, at the same time, offer EV charging Energy (e-Mobility) Services (user profile and billing could be integrated in its service offer). Additional information: an Area Energy Service Operator could be considered as an Aggregator for specific services, linked to the charge management. | [22 empty] | X | [8 empty] | AhG Charging | EU
| Area EPS | [29 empty] | X | [11 empty] | Lvl 0 EPS |  |  | DER
| Assessment |  |  |  | Service | Conceptual |  | Automation Service | Customer |  | A service that assesses configuration viability | [18 empty] | X | [13 empty] | US
| Assessment |  |  |  | Service | Conceptual |  | Automation Service | Customer |  | A service that assesses configuration viability | [18 empty] | X | [13 empty] | US
| Assessment |  |  |  | Service | Conceptual |  | Automation Service | Customer |  | A service that assesses configuration viability | [18 empty] | X | [13 empty] | US
| asset information |  |  |  | Service | Conceptual |  | Automation Service | Transmission |  | Provides a repository of equipment characteristics including operational conditions | [18 empty] | X | [13 empty] | US
| asset information |  |  |  | Service | Conceptual |  | Automation Service | Transmission |  | Provides a repository of equipment characteristics including operational conditions | [18 empty] | X | [13 empty] | US
| Asset inventory |  |  |  | Service | Conceptual |  | Automation Service | Distribution |  | Maintaining current inventory of distribution system assets. | [18 empty] | X | [13 empty] | US
| Asset Investment Planning |  |  |  | Role | Conceptual |  | Application | Operations |  | Asset investment planning involves strategy definition and prioritisation, maintenance strategy planning, risk management, programme management and decision-making. It drives the condition, configuration, performance, operating costs, and flexibility of the asset base, with the aim of maximising value. |  | grid operator | function/ service | [14 empty] | X | [14 empty] | US | X
| Asset investment planning (AMAIP) |  |  |  | Application | [5 empty] | Asset investment planning involves strategy definition and prioritisation, maintenance strategy planning, risk management, programme management and decision-making. It drives the condition, configuration, performance, operating costs, and flexibility of the asset base, with the aim of maximising value. | [23 empty] | X | [7 empty] | 61968-IRM | EU
| Asset Management System |  |  |  | Application | [5 empty] | Application which optimizes the utilization of assets regarding loading, maintenance and lifetime | [24 empty] | X | [6 empty] | SG3 | EU
| asset security management |  |  |  | Service | Conceptual |  | Automation Service | Transmission |  | Provides management of physical asset envelope based on the ranking of the asset | [18 empty] | X | [13 empty] | US
| asset security monitoring |  |  |  | Service | Conceptual |  | Automation Service | Transmission |  | Monitors for breaches in the physical environment of the grid | [18 empty] | X | [13 empty] | US
| Association Management |  |  |  | Service | Conceptual |  | Automation Service | Cross-cutting |  | A service threat controls the hierarchy of associations | [18 empty] | X | [13 empty] | US
| Attestation Service |  |  |  | Service | Conceptual |  | Automation Service | Cross-cutting |  | A service that provides assurance claims | [18 empty] | X | [13 empty] | US
| Attestation Service |  |  |  | Service | Conceptual |  | Automation Service | Cross-cutting |  | A service that provides assurance claims | [18 empty] | X | [13 empty] | US
| Audit data collector |  |  |  | Service | Conceptual |  | Automation Service | Distribution |  | This service provides the retreival, retention and presentment of historical system audit data for audit reporting. Data is time stamped, archived and deleted per audit criteria. | [18 empty] | X | [13 empty] | US
| Audit Management |  |  |  | Service | Conceptual |  | Automation Service | Cross-cutting |  | A service that controls all operational aspects of Auditing | [18 empty] | X | [13 empty] | US
| Audit trail management: |  |  |  | Service | Conceptual |  | Business Service | Distribution |  | This service provides the retrieval and reports necessary to provide an audit trail for system event reporting. | [18 empty] | X | [13 empty] | US
| Auditing |  |  |  | Service | Conceptual |  | Automation Service | Customer |  | A service that tracks the configuration of entitiies | [18 empty] | X | [13 empty] | US
| Auditing |  |  |  | Service | Conceptual |  | Automation Service | Customer |  | A service that tracks the configuration of entitiies | [18 empty] | X | [13 empty] | US
| Authenticate user |  |  |  | Service | Conceptual |  | Business Service | Operations |  | Confirm the identity of the user | [18 empty] | X | [13 empty] | US
| Authentication |  |  |  | Service | Conceptual |  | Automation Service | Cross-cutting |  | A service that validates the authenticity of an entity | [18 empty] | X | [13 empty] | US
| Authentication |  |  |  | Service | Conceptual |  | Automation Service | Cross-cutting |  | A service that validates the authenticity of an entity | [18 empty] | X | [13 empty] | US
| Authentication |  |  |  | Service | Conceptual |  | Automation Service | Customer |  | A service that validates the authenticity of an entity | [18 empty] | X | [13 empty] | US
| Authentication |  |  |  | Service | Conceptual |  | Automation Service | Customer |  | A service that validates the authenticity of an entity | [18 empty] | X | [13 empty] | US
| Authentication |  |  |  | Service | Conceptual |  | Automation Service | Customer |  | A service that validates the authenticity of an entity | [18 empty] | X | [13 empty] | US
| Authentication |  |  |  | Service | Conceptual |  | Automation Service | Operations |  | A service that determines whether an entity is allowed to perform a particular activity | [18 empty] | X | [13 empty] | US
| Authentication Management |  |  |  | Service | Conceptual |  | Business Service | Cross-cutting |  | This service manages authentication processes | [18 empty] | X | [13 empty] | US
| Authorization |  |  |  | Service | Conceptual |  | Automation Service | Cross-cutting |  | A service that determines whether an entity is allow to perform a particular activity | [18 empty] | X | [13 empty] | US
| Authorization |  |  |  | Service | Conceptual |  | Automation Service | Customer |  | A service that determines whether an entity is allow to perform a particular activity | [18 empty] | X | [13 empty] | US
| Authorization |  |  |  | Service | Conceptual |  | Automation Service | Customer |  | A service that determines whether an entity is allow to perform a particular activity | [18 empty] | X | [13 empty] | US
| Authorization |  |  |  | Service | Conceptual |  | Automation Service | Customer |  | A service that determines whether an entity is allowed to perform a particular activity | [18 empty] | X | [13 empty] | US
| Automated Restart |  |  |  | Service | Conceptual |  | Automation Service | Operations |  | Provide a mechanism to automatically restart key facilities based on remote commands | [18 empty] | X | [13 empty] | US
| Automated Service Restoration: |  |  |  | Service | Conceptual |  | Business Service | Distribution |  | This service manages automated service restoration functions. Measurement of this service would follow accepted indicies on system restoration performance. | [18 empty] | X | [13 empty] | US
| Availability Service |  |  |  | Service | Conceptual |  | Automation Service | Cross-cutting |  | A service which maintains entity availability | [18 empty] | X | [13 empty] | US
| Availability Service |  |  |  | Service | Conceptual |  | Automation Service | Cross-cutting |  | A service which maintains entity availability | [18 empty] | X | [13 empty] | US
| Back Office Systems | NR: Metering/Billing /Utility Back Office |  |  | Actor | Logical |  | Application | Operations |  | Applications which support the admistrative support for the utility or Service Provider. These applcations usually include customer billing, general ledger & accounting | system actor | multiple | [10 empty] | X | [19 empty] | US | X
| background investigation service |  |  |  | Service | Conceptual |  | Automation Service | Market |  | provides a compilation of information from various sources on the background of the entity | [18 empty] | X | [13 empty] | US
| Backhaul WAN |  |  |  | Actor | Logical |  | Facility | Operations |  | Backhaul Wide-Area Networks (WAN) provides the telcommuncations facilities from edge devices to the Grid Operations Core Network (LAN) eitherdirectly or via a WAN. These edge devices include Substation, Field Automation Networks(FAN), Supervisory Control And Data Acquisition (SCADA) devices, dvanced Meter Infrastructure (AMI) networks, Distributed Generation Resources, etc. A backhaul WAN may be owned by a utility and/or managed by a telecom/cable Service Provider. It may be wireless, wireline, cable or fibre. |  | multiple | function/ service | [11 empty] | X | [17 empty] | US | X
| balance phases |  |  |  | Service | Conceptual |  | Business Service | Transmission |  | maintain the energy balance from one phase to another phase | [18 empty] | X | [13 empty] | US
| Balance Responsible Party |  |  |  | Role | [5 empty] | A party that has a contract proving financial security and identifying balance responsibility with the imbalance settlement responsible of the market balance area entitling the party to operate in the market. This is the only role allowing a party to buy or sell energy on a wholesale level. Additional information: The meaning of the word "balance" in this context signifies that the quantity contracted to provide or to consume must be equal to the quantity really provided or consumed. Such a party is often owned by a number of market players. Equivalent to "Program responsible party" in the Netherlands.Equivalent to "Balance responsible group" in Germany. Equivalent to "market agent" in Spain. | [21 empty] | X | [9 empty] | ENTSO-E Role model | EU
| Balance Supplier |  |  |  | Role | Conceptual |  | Organization | Market |  | A party that markets the difference between actual metered energy consumption and the energy bought with firm energy contracts by the party connected to the grid. In addition the balance supplier markets any difference with the firm energy contract (of the party connected to the grid) and the metered production. | role | balance supplier | [8 empty] | X | X | [5 empty] | X | [14 empty] | US | X
| Balance Supplier |  |  |  | Role | [5 empty] | A party that markets the difference between actual metered energy consumption and the energy bought with firm energy contracts by the party connected to the grid. In addition the balance supplier markets any difference with the firm energy contract (of the party connected to the grid) and the metered production. Additional information: There is only one balance supplier for each metering point. | [21 empty] | X | [9 empty] | ENTSO-E Role model | EU
| balance system |  |  |  | Service | Conceptual |  | Business Service | Bulk Generation |  | provide a mechanism to respond to changes in the supply-load equation that will maintain the system within compliance limits | [18 empty] | X | [13 empty] | US
| Balancing Authority | Balance Responsible Party |  |  | Role | Conceptual | Manager | Organization | Market | Enterprise | Ensures the supply of electricity corresponds to the anticipated consumption of electricity during a given time period and financially regulates any imbalance that arises. THIS NEEDS UPDATE (USE NERC DEFN) | role | balance responsible party | [14 empty] | X | [15 empty] | US | X | p
| Balancing Authority (market) | [29 empty] | X | [11 empty] | Lvl 5 Trans. And Market |  |  | DER
| Battery energy storage | [29 empty] | X | [11 empty] | Lcl 1 DER |  |  | DER
| Battery Service Operator |  |  |  | Role | [5 empty] | A party that operates the service for the battery of an electric vehicle that may include the battery rental. The Battery Service Operator will manage the compromise of usage of the battery between an usage for mobility and an usage for electricity or grid management services. A Battery Service Operator could subscribe to different services like electricity charging services to an Area Energy Service Operator or Energy (e-Mobility) Service Operator. The links with these Energy Operators have not been shown on the diagram only for readability reason. Additional information: a Battery Service Operator could be considered as an Aggregator for the usage of the battery | [22 empty] | X | [8 empty] | AhG Charging | EU |  | p
| bilateral clearing support service |  |  |  | Service | Conceptual |  | Automation Service | Market |  | Provides financial clearing of bilateral trades between market participants | [18 empty] | X | [13 empty] | US
| bilateral clearing support service |  |  |  | Service | Conceptual |  | Automation Service | Market |  | Provides financial clearing of bilateral trades between market participants | [18 empty] | X | [13 empty] | US
| bill management |  |  |  | Service | Conceptual |  | Automation Service | Service Provider |  | This services provides a full range of invoicing services. Request bill, respond with bill, pay bill, manage billing parameters | [18 empty] | X | [13 empty] | US
| Billing |  |  |  | Service | Conceptual |  | Application | Service Provider | Enterprise | Dept that calculates and produces consolidated customer bills, usually allows customer access via Customer Portal. |  |  | function/ service | X | [6 empty] | X |  | X | [19 empty] | US | X
| Billing Agent |  |  |  | Role | [5 empty] | The party responsible for invoicing a concerned party. Note: This role has been introduced into the role model in order to underline the fact that the Imbalance settlement responsible has not the responsibility to invoice. However this role is not specific to the settlement process and may be used in other processes as required | [21 empty] | X | [9 empty] | ENTSO-E Role model | EU
| Billing Application | NISTIR7628: Metering/Billing/Back Office |  |  | Actor | Logical |  | Application |  |  | Abstraction of an automated billing appication | [12 empty] | X | [19 empty] | US | X
| billing services |  |  |  | Service | Conceptual |  | Business Service | Service Provider |  | provide accurate billing data to customers in a timely manner | [18 empty] | X | [13 empty] | US
| Biomass Facility |  |  |  | Actor | Logical |  | Device | Generation |  | Power plant that produces electricity by using biomass. Biomass includes usually refers to using methane gas produced by landfills, farm lots as fuel for the power generation facility. | [9 empty] | X | [22 empty] | US | X | 1
| Biomass plant | [29 empty] | X | [11 empty] | Lcl 1 DER |  |  | DER
| Black start system initiation coordination |  |  |  | Service | Conceptual |  | Automation Service | Operations |  | Provide a mechanism to start key generation resources when power is out in that area of the grid | [18 empty] | X | [13 empty] | US
| Blackout simulator |  |  |  | Service | Conceptual |  | Automation Service | Operations |  | Provides what-if scenarios which could lead to system-wide failures | [18 empty] | X | [13 empty] | US
| Block energy supplier |  |  |  | Role | [5 empty] | A party that is selling energy on a firm basis (a fixed volume per market time period) | [21 empty] | X | [9 empty] | ENTSO-E Role model | EU
| Building Automation System | RM: Customer EMS, AMI/Customer EMS; CM: 1) Customer Energy Management System and 2) Building Automation ; NR: Customer Energy Management System; E: Energy Management System; EU: Building Energy Management Systems (BEM) | BAS | BAS | Actor | Logical |  | Application | Customer |  | The Building Automation System (BAS), also commonly referred to as a Customer Energy Management System (EMS), controls the premise's electrical devices and provides status information. Building automation systems can be used to allow users to make automated or manual decisions to control energy consumption more efficiently. Through the meter or gateway interface the BAS receives pricing and other signals for managing the building’s systems, including heating and cooling systems, lighting, DER, electric storage, PHEVs and appliances. The BAS may be a utility subscription service, a 3rd party offered service, a consumer specified policy, a consumer owned device, or a manual control by the utility or consumer. | system actor | consumer |  |  |  |  | X | X |  | X | X |  | X |  |  |  | X | [15 empty] | US | X | p
| Building DER EMS (BDEMS) | [29 empty] | X | [11 empty] | Lvl 2 FDEMS |  |  | DER
| Building Management |  |  |  | Service | Conceptual |  | Application | Service Provider |  | Service that monitors and controls building energy and which potentially responds to signals while minimizing impact on building occupants. |  |  | function/ service | [6 empty] | X | [22 empty] | US | X | p
| Building Management System |  |  |  | System | [5 empty] | A system consisting of several decentralized controllers and a centralized management system to monitor and control the heating, ventilation, air conditioning, light and other facilities within a building. | [31 empty] | SG3 | EU |  | p
| Building operator |  |  |  | Role | [5 empty] | A consumer of electricity which is a private or business building, may also be involved in contract-based Demand/Response. | [28 empty] | X |  |  | near to EG3 | EU |  | p
| bundle services |  |  |  | Service | Conceptual |  | Business Service | Service Provider |  | aggregate various services into metaservice | [18 empty] | X | [13 empty] | US
| business case analysis service |  |  |  | Service | Conceptual |  | Automation Service | Bulk Generation |  | Provide a service to analyze business case results from creation to completion | [18 empty] | X | [13 empty] | US
yes | Business Entity |  |  |  | Actor | Conceptual |  | Organization | Market |  | The wholesale or retail entity that interacts with other entities in its market. | business actor | Multiple ? | [9 empty] | X | [20 empty] | US | X |  | There are several entities that more concisely describe this concept - this should show up as a column B item for traceability
| Business Planning and Reporting |  |  |  | Service | Conceptual |  | Application | Operations |  | These actors perform strategic business modeling, manpower planning, reporting, account management, and both assess and report on risk, performance and business impact. |  |  | function | [6 empty] | X | [22 empty] | US | X
| buy energy |  |  |  | Service | Conceptual |  | Business Service | Service Provider |  | services that enable buying energy | [18 empty] | X | [13 empty] | US
| calibrate measurement system |  |  |  | Service | Conceptual |  | Automation Service | Service Provider |  | adjust customer measurement system within specifications | [18 empty] | X | [13 empty] | US
| Calibration |  |  |  | Service | Conceptual |  | Automation Service | Cross-cutting |  | A service that calibrates the performance of an entity | [18 empty] | X | [13 empty] | US
| Call Taker |  |  |  | Person | [5 empty] | These actors perform strategic business modeling, manpower planning, reporting, account management, and both assess and report on risk, performance and business impact | [23 empty] | X | [7 empty] | 61968-IRM | EU
| Campus |  |  |  | Actor | Logical | ? | Facility | Cross Cutting | Enterprise | Set of co-located grounds and buildings operated by an entity such as a corporation. Examples include, industrial parks, universities and corporate business parks,and supporting physical infrastructures | [9 empty] | X | [8 empty] | X | [13 empty] | US | X | p
| Cancelation |  |  |  | Service | Conceptual |  | Automation Service | Customer |  | A service that supports canceling automated actions. | [18 empty] | X | [13 empty] | US
| Capability Managey |  |  |  | Service | Conceptual |  | Business Service | Customer |  | Find all available capabilities | [18 empty] | X | [13 empty] | US
| Capacitor Bank |  |  |  | Actor | Logical |  | Device | Distribution |  | Control voltage by minimizing voltage drops and absorbing line spikes. They also provide Volt/VAR control compensating for VAR losses for large inductive loads. | system actor | grid operator | [7 empty] | X | [22 empty] | US | X
| Capacity Products Support Service |  |  |  | Service | Conceptual |  | Automation Service | Market |  | Provides the supporting services to allow the development of market products that encourages adequate energy capacity | [18 empty] | X | [13 empty] | US
| Capacity Trader |  |  |  | Role | [5 empty] | A party that has a contract to participate in the capacity market to acquire capacity through a Transmission Capacity Allocator. Note: The capacity may be acquired on behalf of an Interconnection Trade Responsible or for sale on secondarycapacity markets. | [21 empty] | X | [9 empty] | ENTSO-E Role model | EU
| CEM |  |  |  | - | [5 empty] | - | [26 empty] | X |  |  |  |  | Smart Home/Commercial/Industrial/DR-Customer EMS | EU
| CEM |  |  |  | - | [5 empty] | - | [26 empty] | X |  |  |  |  | Smart Home/Commercial/Industrial/DR-Customer EMS | EU
| CEMS Customer Energy Management System |  |  |  | - | [5 empty] | - | [29 empty] | X | - |  | US
| CEMS-user |  |  |  | - | [5 empty] | 0 | [26 empty] | X |  |  | X | - |  | US
| Charge Service Provider, CSP |  |  |  | Role | [5 empty] | 0 | [26 empty] | X |  |  |  |  | Distribution Grid Management/Microgrid | EU
| Charge Spot Area Owner |  |  |  | Role | [5 empty] | A party that owns the location in which the charge spots are installed. | [22 empty] | X | [8 empty] | AhG Charging | EU
| Charge Spot Operator (CSO) |  |  |  | - | [5 empty] | 0 | [26 empty] | X |  |  | X | - |  | US
| Charge Spot Operator, CSO |  |  |  | - | [5 empty] | Operates charging stations. Receives charge plans and is responsible for the execution of a charge plan.Other responsibilities: Authenticate or relay to CSP for authentication, negotiation of charging capabilities and finally executing charging service request within boundaries (grid capacity, RE/E-availability).Energy metering | [25 empty] | X | [5 empty] | GUC | EU
| Charge Spot Operator, CSO |  |  |  | - | [5 empty] | Energy meteringc | [26 empty] | X |  |  |  |  | Distribution Grid Management/Microgrid | EU
| Charge Spot Operator, CSO |  |  |  | - | [5 empty] | Energy meteringc | [29 empty] | X | - |  | US
| Charging Spot, CS |  |  |  | - | [5 empty] | The connector from station to EV‟s | [25 empty] | X | [5 empty] | GUC | EU
| Charging Spot, CS |  |  |  | - | [5 empty] | The connector from station to EVâ€™s | [26 empty] | X |  |  |  |  | Distribution Grid Management/Microgrid | EU
| Charging Spot, CS |  |  |  | - | [5 empty] | The connector from station to EVâ€™s | [29 empty] | X | - |  | US
| check background |  |  |  | Service | Conceptual |  | Business Service | Market |  | Perform a background check on the participant | [18 empty] | X | [13 empty] | US
| check credit |  |  |  | Service | Conceptual |  | Business Service | Market |  | Confirm that the participant has enough credit to meet the requested transaction | [18 empty] | X | [13 empty] | US
| Check measurement system data accuracy |  |  |  | Service | Conceptual |  | Automation Service | Service Provider |  | Check measurement system data accuracy | [18 empty] | X | [13 empty] | US
| Circuit configuration |  |  |  | Service | Conceptual |  | Automation Service | Distribution |  | Provides the current distribution system configuration. | [18 empty] | X | [13 empty] | US
| Circuit device configuration |  |  |  | Service | Conceptual |  | Automation Service | Distribution |  | Specifys the necessary circuit device configuration required to perform load flow analysis. | [18 empty] | X | [13 empty] | US
| Circuit device specifications |  |  |  | Service | Conceptual |  | Automation Service | Transmission |  | Provides the necessary circuit device specifications required to perform load flow analysis. | [18 empty] | X | [13 empty] | US
| Circuit device specifications |  |  |  | Service | Conceptual |  | Automation Service | Distribution |  | Provides the necessary circuit device specifications required to perform load flow analysis. | [18 empty] | X | [13 empty] | US
| Circuit device specifications |  |  |  | Service | Conceptual |  | Automation Service | Distribution |  | Provides the necessary circuit device specifications required to perform load flow analysis. | [18 empty] | X | [13 empty] | US
| Circuit device specifications |  |  |  | Service | Conceptual |  | Automation Service | Distribution |  | Provides the necessary circuit device specifications required to perform load flow analysis. | [18 empty] | X | [13 empty] | US
| Circuit optimizer |  |  |  | Service | Conceptual |  | Automation Service | Transmission |  | Provides the automated device switching for optimal circuit load flow. | [18 empty] | X | [13 empty] | US
| Circuit optimizer |  |  |  | Service | Conceptual |  | Automation Service | Transmission |  | Provides the automated device switching for optimal circuit load flow. | [18 empty] | X | [13 empty] | US
| Circuit optimizer |  |  |  | Service | Conceptual |  | Automation Service | Transmission |  | Provides the automated device switching for optimal circuit load flow. | [18 empty] | X | [13 empty] | US
| Circuit optimizer |  |  |  | Service | Conceptual |  | Automation Service | Transmission |  | Provides the automated device switching for optimal circuit load flow. | [18 empty] | X | [13 empty] | US
| Circuit optimizer |  |  |  | Service | Conceptual |  | Automation Service | Distribution |  | Provides the automated device switching for optimal circuit load flow. | [18 empty] | X | [13 empty] | US
| Circuit update collector |  |  |  | Service | Conceptual |  | Automation Service | Transmission |  | Collects and stores the circuit update information for an update in the field the transmission circuit connectivity map and spatial/geo asset information | [18 empty] | X | [13 empty] | US
| Circuit update collector |  |  |  | Service | Conceptual |  | Automation Service | Distribution |  | This service collects and stores the circuit update information for an update in the field to a distribution circuit. | [18 empty] | X | [13 empty] | US
| Circuit update detector |  |  |  | Service | Conceptual |  | Automation Service | Transmission |  | Detects field equipment and circuit updates including new equipment. This includes location-related attributes, functional capabilities and other spatial-physical asset information | [18 empty] | X | [13 empty] | US
| Circuit update detector |  |  |  | Service | Conceptual |  | Automation Service | Distribution |  | This service detects an update in the field to a distribution circuit for the purpose of updating the system model | [18 empty] | X | [13 empty] | US
| Circuit voltage level adjustment |  |  |  | Service | Conceptual |  | Automation Service | Transmission |  | This service sends a calculated voltage level adjustment to a device in the circuit. | [18 empty] | X | [13 empty] | US
| Circuit voltage level adjustment |  |  |  | Service | Conceptual |  | Automation Service | Transmission |  | This service sends a calculated voltage level adjustment to a device in the circuit. | [18 empty] | X | [13 empty] | US
| Circuit voltage level adjustment |  |  |  | Service | Conceptual |  | Automation Service | Distribution |  | This service sends a calculated voltage level adjustment to a device in the distribution circuit. | [18 empty] | X | [13 empty] | US
| Classify data confidentiality |  |  |  | Service | Conceptual |  | Business Service | Cross-cutting |  | provide predetermined protocols for classifying data confidentiality into multiple levels | [18 empty] | X | [13 empty] | US
| clear market |  |  |  | Service | Conceptual |  | Business Service | Market |  | Identify the most econonically optimal schedule of resources while maintaining the security of the grid. | [18 empty] | X | [13 empty] | US
| Clear Market |  |  |  | Service | Conceptual |  | Business Service | Market |  | Identify the most econonically optimal schedule of resources while maintaining the security of the grid. | [18 empty] | X | [13 empty] | US
| clear trades |  |  |  | Service | Conceptual |  | Business Service | Market |  | Provide the ability to financially clear bi-lateral trades | [18 empty] | X | [13 empty] | US
| Clearing & Settlement Agent |  |  |  | Role | Conceptual |  | Organization | Market |  | Assumes liability for clearing and/or settlement of contracts and provides contractual counterparty within a Power Exchangse and Over the Counter (OTC) contracts. | role | Imbalance settlement responsible | [14 empty] | X | [15 empty] | US | X
| Closed-Loop Controller |  |  |  | Application | [5 empty] | Control the grid, when RTSS detects contingency or anomalies that should be immediately be resolved. | [25 empty] | X | [5 empty] | GUC | EU
| Closed-Loop Controller |  |  |  | Application | [5 empty] | 0 | [26 empty] | X |  |  |  |  | Bulk Generation | EU
| Coal Facility | CM: Coal; P: Fossil |  |  | Actor | Logical |  | Facility | Generation |  | Power plant that produces electricity steam by burning coal. They provide the most inexpensive method of producing power and are commonly for base-load and ancillary services. | [9 empty] | X |  |  |  |  | X | [17 empty] | US | X | 1
| Cogeneration |  |  |  | Role | Logical |  | Device | Customer |  | Devices which increase the efficiency of fuel by capturing and utilizing the both heat and power produced when the fuel is burned. Examples include combined cycle devices which utilize residual heat to generate additional electricity, topping cycle devices which use residual heat for heating or cooling, and bottom cycle processes which use waste heat to produce electricity. | role | producer | [7 empty] | X | [22 empty] | US | X | 1
| Combined Heat and Power (CHP) | [9 empty] | DER system whose primary purpose is creation of heat but can also provide electrical energy from the heat creation capability. In some circumstances, electrical energy is the primary purpose with heat as a secondary purpose | [19 empty] | X | [11 empty] | Lcl 1 DER |  |  | DER
| Commercial Customer |  |  |  | Actor | Logical |  | Organization | Customer |  | A business that receives electricity from the electric distribution system, with usage below the threshold set for industrial usage. | business actor | customer | [7 empty] | X | [22 empty] | US | X
| Commercial Vendor |  |  |  | Role | Conceptual | Role | Organization | Cross Cutting | Enterprise | Comercial venodrs that provide solutions, services, and equipment | [18 empty] | X | [11 empty] | X |  | US | X
| commmunicate DSM plan information to customer |  |  |  | Service | Conceptual |  | Business Service | Service Provider |  | Communicate system parameters as they relate to customer Demand side management programs to assist in decision making | [18 empty] | X | [13 empty] | US
| communicate emergencies |  |  |  | Service | Conceptual |  | Business Service | Transmission |  | maintain channel to stakeholders to for emergency information | [18 empty] | X | [13 empty] | US
| communicate price |  |  |  | Service | Conceptual |  | Business Service | Service Provider |  | communicate customer specific price of electricty informaiton to end customer | [18 empty] | X | [13 empty] | US
| Communication Management |  |  |  | Service | Conceptual |  | Automation Service | Cross-cutting |  | A service that manages configuration associated with the transportation of data | [18 empty] | X | [13 empty] | US
| Communication Management |  |  |  | Service | Conceptual |  | Automation Service | Cross-cutting |  | A service that manages configuration associated with the transportation of data | [18 empty] | X | [13 empty] | US
| Communication Management |  |  |  | Service | Conceptual |  | Automation Service | Cross-cutting |  | A service that manages configuration associated with the transportation of data | [18 empty] | X | [13 empty] | US
| Communication Management |  |  |  | Service | Conceptual |  | Automation Service | Cross-cutting |  | A service that manages configuration associated with the transportation of data | [18 empty] | X | [13 empty] | US
| Communication Management |  |  |  | Service | Conceptual |  | Automation Service | Cross-cutting |  | A service that manages configuration associated with the transportation of data | [18 empty] | X | [13 empty] | US
| Communication Management |  |  |  | Service | Conceptual |  | Automation Service | Cross-cutting |  | A service that manages configuration associated with the transportation of data | [18 empty] | X | [13 empty] | US
| Communication Management |  |  |  | Service | Conceptual |  | Automation Service | Cross-cutting |  | Provides the management of communication equipment | [18 empty] | X | [13 empty] | US
| Communication Method |  |  |  | Actor | Logical |  | Data | Operations |  | The method by which an object communicates with another object to instruct, measure or control. | ? | [10 empty] | X | [20 empty] | US | X
| Communication Networks | IE: Other Networks |  |  | Service | Logical |  | Facility | Cross Cutting | Communications | Wireline or wireless networks play a role in AMI, Distribution and Substation Automation, automation backhaul and EV roaming. This include Wireless Service Providers (WSP) now commonly used for AMI NANs, EV charging stations. | [14 empty] | X | [17 empty] | US | X
| Communication Nodes | [29 empty] | X | [11 empty] | Lvl 3 REP and ICT |  |  | DER
| Communication Performance Management |  |  |  | Service | Conceptual |  | Business Service | Cross-cutting |  | This service manages communication performance for smart grid systems | [18 empty] | X | [13 empty] | US
| Communication Performance Management |  |  |  | Service | Conceptual |  | Business Service | Cross-cutting |  | This service manages communication performance for smart grid systems | [18 empty] | X | [13 empty] | US
| Communication Service |  |  |  | Service | Conceptual |  | Automation Service | Cross-cutting |  | A service that transport data | [18 empty] | X | [13 empty] | US
| Communications Accounting Management |  |  |  | Service | Conceptual |  | Business Service | Cross-cutting |  | This service manages communications accounting for smart grid systems | [18 empty] | X | [13 empty] | US
| Communications Availability |  |  |  | Service | Conceptual |  | Business Service | Cross-cutting |  | This service manages the availability of communications with smart grid equipment | [18 empty] | X | [13 empty] | US
| Communications Configuration Management |  |  |  | Service | Conceptual |  | Business Service | Cross-cutting |  | This service manages communications configuration for smart grid systems | [18 empty] | X | [13 empty] | US
| Communications Continuity |  |  |  | Service | Conceptual |  | Business Service | Cross-cutting |  | This service manages the continuity of communications with smart grid equipment | [18 empty] | X | [13 empty] | US
| Communications Network |  |  |  | Actor | Logical |  | Facility | Operations | Monitor & Control Services/roles | The planning, operations and maintenance of all communications Network assets including cable, wire, fibre, routers, switches, wireless, etc required to support Operations. |  |  | function/ service | [6 empty] | X | [22 empty] | US | X
| Communications Network Operations |  |  |  | Service | Logical |  | Application | Operations |  | The planning, operations and maintenance of all communications |  |  | function/ service | [6 empty] | X | [22 empty] | US | X
| Communications Reliability |  |  |  | Service | Conceptual |  | Business Service | Cross-cutting |  | This service manages the reliability of communications with smart grid equipment | [18 empty] | X | [13 empty] | US
| Component manufacturer |  |  |  | Role | [32 empty] | X |  |  |  |  | Electric-transportation (ET) | EU
| Condition Based Maintenance: |  |  |  | Service | Conceptual |  | Business Service | Distribution |  | This service manages condition based maintenance for distribution field equipment. | [18 empty] | X | [13 empty] | US
| Condition Based Maintenance: |  |  |  | Service | Conceptual |  | Business Service | Distribution |  | This service manages condition based maintenance for distribution field equipment. | [18 empty] | X | [13 empty] | US
| Condition Indicator Support Service |  |  |  | Service | Conceptual |  | Automation Service | Market |  | Provide a support system to allow a visual indicator of the grid conditional status | [18 empty] | X | [13 empty] | US
| Condition support |  |  |  | Service | Conceptual |  | Automation Service | Operations |  | Provides a mechanism to determine the condition of the grid based on desired characteristics | [18 empty] | X | [13 empty] | US
| conduct grid planning |  |  |  | Service | Conceptual |  | Business Service | Transmission |  | create scenarios for future system sizing to support possible load changes | [18 empty] | X | [13 empty] | US
| conduct planning |  |  |  | Service | Conceptual |  | Business Service | Transmission |  | create scenarios for future system supply to support possible load changes | [18 empty] | X | [13 empty] | US
| conduct short term forecasts |  |  |  | Service | Conceptual |  | Business Service | Transmission |  | manage a set of near term projections for system use by location | [18 empty] | X | [13 empty] | US
| conduct short term forecasts |  |  |  | Service | Conceptual |  | Business Service | Transmission |  | manage a set of near term projections for system use by location | [18 empty] | X | [13 empty] | US
| Configuraiton Management |  |  |  | Service | Conceptual |  | Automation Service | Cross-cutting |  | A service that manages configurable elements of an entity | [18 empty] | X | [13 empty] | US
| Configuraiton Management |  |  |  | Service | Conceptual |  | Automation Service | Cross-cutting |  | A service that manages configurable elements of an entitity | [18 empty] | X | [13 empty] | US
| configuration agent |  |  |  | Service | Conceptual |  | Automation Service | Operations |  | Provides a mechanism to maintain up-to-date configuration information on grid attached devices | [18 empty] | X | [13 empty] | US
| Configuration auditing |  |  |  | Service | Conceptual |  | Automation Service | Distribution |  | A service that tracks the configuration of entities in the Smart Grid. | [18 empty] | X | [13 empty] | US
| Configuration Management |  |  |  | Service | Conceptual |  | Business Service | Customer |  | Manage configuration of the system. | [18 empty] | X | [13 empty] | US
| Configuration Management |  |  |  | Service | Conceptual |  | Automation Service | Cross-cutting |  | A service that manages configurable elements of an entity | [18 empty] | X | [13 empty] | US
| configure device control parameters |  |  |  | Service | Conceptual |  | Automation Service | Operations |  | configure the parameters for controlling customer loads | [18 empty] | X | [13 empty] | US
| Construction |  | CON |  | Service | Conceptual |  | Organization | Operations |  | Examples of construction work include service installations, line extensions, and system betterment projects. |  | grid operator | function/ service | [14 empty] | X | [14 empty] | US | X
| Construction (MC-CON) |  |  |  | Application | [5 empty] | Examples of construction work include service installations, line extensions, and system betterment projects. | [23 empty] | X | [7 empty] | 61968-IRM | EU
| Construction Supervision |  | CSP |  | Role | Logical |  | Application | Operations |  | Monitoring and management of construction work to minimize negative variances from planned costs, performance, and schedule. |  | grid operator | function/ service | [14 empty] | X | [14 empty] | US | X
| Construction supervision (NE-CSP) |  |  |  | Application | [5 empty] | Monitoring and management of construction work to minimize negative variances from planned costs, performance, and schedule. | [23 empty] | X | [7 empty] | 61968-IRM | EU
| Consumer |  |  |  | Role | [5 empty] | End user of electricity, gas, water or heat. NOTE: As the consumer can also generate energy using a Distributed Energy Resource, he is sometimes called the "Prosumer". | [21 empty] | X | [9 empty] | ENTSO-E Role model updated by SMCG | EU
| Consumer |  |  |  | Role | [5 empty] | A party that consumes electricity. Additional information:This is a type of Party Connected to the Grid | [21 empty] | X | [9 empty] | ENTSO-E Role model | EU
| Consumer |  |  |  | Role | [5 empty] | 0 | [26 empty] | X |  |  |  |  | Electric-transportation (ET) | EU
| Consumer |  |  |  | Role | [5 empty] | A party that consumes electricity.Additional information:This is a Type of Party Connected to the Grid | [26 empty] | X |  |  |  |  | Distribution Grid Management/Microgrid | EU
| Consumer |  |  |  | - | [5 empty] | 0 | [26 empty] | X |  |  | X | - |  | US
| Consumer |  |  |  | Role | [5 empty] | A party that consumes electricity.Additional information:This is a Type of Party Connected to the Grid | [26 empty] | X |  |  | X | - |  | US
yes | Consumption Response Method | This is a SOA Task? |  |  | Role | Conceptual |  | Application | Customer |  | A measurable action taken in response to an instruction to change consumption. | [11 empty] | X | [20 empty] | US | X
| Consumption Responsible Party |  |  |  | Role | Conceptual |  | Role | Market |  | A party who can be brought to rights, legally and financially, for any imbalance between energy bought and consumed for all associated metering points. | role | consumption responsible party | [15 empty] | X | [14 empty] | US | X
| Consumption Responsible Party |  |  |  | Role | [5 empty] | A party who can be brought to rights, legally and financially, for any imbalance between energy bought and consumed for all associated metering points. Additional information:This is a type of Balance Responsible Party | [21 empty] | X | [9 empty] | ENTSO-E Role model | EU
| Contingency Analysis |  |  |  | Service | Conceptual |  | Business Service | Operations |  | Calculate the impact of failures on the electrical power system | [18 empty] | X | [13 empty] | US
| Contingency Load Transfer: |  |  |  | Service | Conceptual |  | Business Service | Distribution |  | This service manages contingency load transfers. | [18 empty] | X | [13 empty] | US
| contingency operations support service |  |  |  | Service | Conceptual |  | Automation Service | Bulk Generation |  | Provide a platform to implement contingency scenarios when conditions require them | [18 empty] | X | [13 empty] | US
| contingency operations support service |  |  |  | Service | Conceptual |  | Automation Service | Bulk Generation |  | Provide a platform to implement contingency scenarios when conditions require them | [18 empty] | X | [13 empty] | US
| contingency operations support service |  |  |  | Service | Conceptual |  | Automation Service | Bulk Generation |  | Provide a platform to implement contingency scenarios when conditions require them | [18 empty] | X | [13 empty] | US
| Contingency Ranking |  |  |  | Service | Conceptual |  | Business Service | Distribution |  | This service models the distribution system to support multi-scenario simulations | [18 empty] | X | [13 empty] | US
| Contingency ranking |  |  |  | Service | Conceptual |  | Automation Service | Distribution |  | Ranks system contingency options based on desired parameters for system operators. | [18 empty] | X | [13 empty] | US
| Contract Management service |  |  |  | Service | Conceptual |  | Automation Service | Market |  | Provide a support platform to manage the execution of market participant contracts | [18 empty] | X | [13 empty] | US
| Contract Management service |  |  |  | Service | Conceptual |  | Automation Service | Bulk Generation |  | Provide a support platform to manage the execution of market participant contracts | [18 empty] | X | [13 empty] | US
| Control Area Operator |  |  |  | Role | Conceptual |  | Role | Operations |  | Responsible for : 1. The coordination of exchanges between its associated control blocks and the organisation of the coordination of exchange programs between its related control areas. 2. The load frequency control within its own block and ensuring that its control areas respect their obligations in respect to load frequency control and time deviation. 3. The organisation of the settlement and/or compensation between its control areas. | role | control area operator | [15 empty] | X | [14 empty] | US | X
| Control Area Operator |  |  |  | Role | [5 empty] | Responsible for : 1. The coordination of exchange programs between its related market balance areas and for the exchanges between its associated control areas. 2. The load frequency control for its own area. 3. The coordination of the correction of time deviations. | [21 empty] | X | [9 empty] | ENTSO-E Role model | EU
| Control Block Operator |  |  |  | Role | [5 empty] | Responsible for : 1. The coordination of exchanges between its associated control blocks and the organisation of the coordination of exchange programs between its related control areas. 2. The load frequency control within its own block and ensuring that its control areas respect their obligations in respect to load frequency control and time deviation. 3. The organisation of the settlement and/or compensation between its control areas. | [21 empty] | X | [9 empty] | ENTSO-E Role model | EU
| Control Center |  |  |  | System | [32 empty] | X |  |  |  |  | Distribution Grid Management/Microgrid | EU
| Control Center |  |  |  | System | [32 empty] | X |  |  |  |  | Electric-transportation (ET) | EU
| Control Devices |  |  |  | Service | Conceptual |  | Automation Service | Service Provider |  | Communication attached to the grid to manage their operation cycle. | [18 empty] | X | [13 empty] | US
| control energy resources |  |  |  | Service | Conceptual |  | Business Service | Operations |  | Provide direct control of energy resources | [18 empty] | X | [13 empty] | US
| control energy sinks |  |  |  | Service | Conceptual |  | Business Service | Operations |  | Manage operation of grid connected load devices | [18 empty] | X | [13 empty] | US
| control power flow |  |  |  | Service | Conceptual |  | Business Service | Operations |  | dynamically configure electrical power system to manage power flow to end-customer | [18 empty] | X | [13 empty] | US
| control power flow |  |  |  | Service | Conceptual |  | Business Service | Operations |  | Manage the physical paths that energy can flow across | [18 empty] | X | [13 empty] | US
| Controllable Load |  |  |  | Role | Conceptual |  | Device | Customer |  | Devices whose electric usage can be varied in response to signals. Examples include air conditioners, industrial devices and water heaters. May be controlled by a Facility BAS, a Facility Gateway, though a Smart Meter (serving as a Facility Gateway), or other means such as direct communication of price. | system actor | consumer | [7 empty] | X | [22 empty] | US | X | 1
| Coordinate generation to transmission capacity |  |  |  | Service | Conceptual |  | Automation Service | Operations |  | Service analyzes what generation assets shall be allowed to use transmission assets. Analyzation considers transmission capacity, generation/load location and contracts. These are compounded by congestion issues. | [18 empty] | X | [13 empty] | US
| Coordination Center Operator |  |  |  | Role | Conceptual |  | Role | Operations |  | Responsible for : 1. The coordination of exchange programs between its related control blocks and for the exchanges between its associated coordination center zones. 2. Ensuring that its control blocks respect their obligations in respect to load frequency control. 3. Calculating the time deviation in cooperation with the associated coordination centers. 4. Carrying out the settlement and/or compensation between its control blocks and against the other coordination center zones | business actor | control area operator | [15 empty] | X | [14 empty] | US | X
| Coordination Center Operator |  |  |  | Role | [5 empty] | Responsible for : 1. The coordination of exchange programs between its related control blocks and for the exchanges between its associated coordination center zones. 2. Ensuring that its control blocks respect their obligations in respect to load frequency control. 3. Calculating the time deviation in cooperation with the associated coordination centers. 4. Carrying out the settlement and/or compensation between its control blocks and against the other coordination center zones | [21 empty] | X | [9 empty] | ENTSO-E Role model | EU
| Coordination support |  |  |  | Service | Conceptual |  | Automation Service | Operations |  | Provide a mechanism to support the sharing of operational information between control areas | [18 empty] | X | [13 empty] | US
| Corrective action |  |  |  | Service | Conceptual |  | Automation Service | Distribution |  | Action taken by field crew investigations to resolve distribution system failures. | [18 empty] | X | [13 empty] | US
| Correlate Events |  |  |  | Service | Conceptual |  | Business Service | Market |  | Predict future events by analyzing current patterns | [18 empty] | X | [13 empty] | US
| create long term forecasts |  |  |  | Service | Conceptual |  | Business Service | Transmission |  | maintain a set of simulations that can provide future loading projections on the system | [18 empty] | X | [13 empty] | US
| create long term forecasts |  |  |  | Service | Conceptual |  | Business Service | Transmission |  | maintain a set of simulations that can provide future loading projections on the system | [18 empty] | X | [13 empty] | US
| create long term forecasts |  |  |  | Service | Conceptual |  | Business Service | Transmission |  | maintain a set of simulations that can provide future loading projections on the system | [18 empty] | X | [13 empty] | US
| credit check service |  |  |  | Service | Conceptual |  | Automation Service | Market |  | Provides a service to automatically update the credit status of any trading entity | [18 empty] | X | [13 empty] | US
| credit check service |  |  |  | Service | Conceptual |  | Automation Service | Market |  | Provides a service to automatically update the credit status of any trading entity | [18 empty] | X | [13 empty] | US
| Critical Data Security |  |  |  | Service | Conceptual |  | Business Service | Cross-cutting |  | This service manages the security of critical smart grid data | [18 empty] | X | [13 empty] | US
| Critical Load | [9 empty] | Loads within a Local EPS having the highest priority of service. These loads are served at the expense of all other loads. | [19 empty] | X | [11 empty] | Lcl 1 DER |  |  | DER
| Critical Loads |  |  |  | Role | Conceptual |  | Device ? | Customer |  | Individual loads deemed to be critical to the operation of the facility or process. | system actor | consumer | [13 empty] | X | [16 empty] | US | X | p
| cross market trade |  |  |  | Service | Conceptual |  | Business Service | Market |  | Provide the ability to trade energy products between markets | [18 empty] | X | [13 empty] | US
| Current flow imbalance calculator |  |  |  | Service | Conceptual |  | Automation Service | Transmission |  | Provides calculated phase current imbalance data at the circuit or sectional area. | [18 empty] | X | [13 empty] | US
| Current flow imbalance calculator |  |  |  | Service | Conceptual |  | Automation Service | Transmission |  | Provides calculated phase current imbalance data at the distribution circuit or sectional area. | [18 empty] | X | [13 empty] | US
| Current flow imbalance calculator |  |  |  | Service | Conceptual |  | Automation Service | Distribution |  | Provides calculated phase current imbalance data at the circuit or sectional area. | [18 empty] | X | [13 empty] | US
| Customer |  |  |  | Role | Conceptual |  | Organization | Customer |  |  | role | customer | [7 empty] | X | [22 empty] | US | X
| Customer |  |  |  | - | [5 empty] | 0 | [26 empty] | X |  |  | X | - |  | US
| Customer Data Storage |  |  |  | Service | Conceptual |  | Business Service | Customer |  | Retains historical energy data | [18 empty] | X | [13 empty] | US
| Customer Device | NR: Customer Appliances & Equipmen;, RM: 1) Customer appliances, DER, PEV, and 2) Electric Storage HAN Device or Smart Appliance; E: Intelligent End Point |  |  | Role | Conceptual |  | Device ? | Customer |  | Household devices that can react to remote management, whether to price, grid integrity, or other energy management signaling. May be controlled by a Facility Building Automation System (BAS), a Facility Gateway, though a Smart Meter (serving as a Facility Gateway), or other means such as direct communication of price or other information. Communication to the device might be via a Home-Area Network or other means. | system actor | consumer |  |  |  | X |  | X |  | X |  |  | X |  |  | X | [16 empty] | US | X
| Customer Energy Management System |  |  |  | System | [5 empty] | Energy management system for energy customers to optimize the utilization of energy according to supply contracts or other economical targets. Is responsible for gathering flexibilities within the customer premises and providing them to an aggregator, and therefore does not directly participate in flexibility markets | [24 empty] | X | [6 empty] | SG3 | EU
| customer Energy Management System ( CEMS) |  |  |  | - | [5 empty] | 0 | [26 empty] | X |  |  | X | - |  | US
| Customer Energy Management System (CEMS) |  |  |  | - | [5 empty] | In this usecase, the CEMS functionality is a part of the SGCP | [26 empty] | X |  |  |  |  | Smart Home/Commercial/Industrial/DR-Customer EMS | EU
| Customer Energy Management System (CEMS) |  |  |  | - | [5 empty] | In this usecase, the CEMS functionality is a part of the SGCP | [26 empty] | X |  |  |  |  | Smart Home/Commercial/Industrial/DR-Customer EMS | EU
| Customer Energy Management System (CEMS) |  |  |  | - | [5 empty] | In this usecase, the CEMS functionality is a part of the SGCP | [26 empty] | X |  |  |  |  | Smart Home/Commercial/Industrial/DR-Customer EMS | EU
| Customer Energy Manager (CEM) |  |  |  | - | [5 empty] | The CEM is a logical function optimizing energy consumption and or production based on signals received from the grid, consumer‟s settings and contracts, and devices minimum performance standards. The Customer Energy Manager collects messages sent to and received from connected devices; especially the inhome/building sector has to be mentioned. It can handle general or dedicated load and generation management commands and then forwards these to the connected devices. It provides vice versa information towards the “grid / market”. Note that multiple loads/generation resources can be combined in the CEM to be mutually controlled. When the CEM is integrated with communication functionalities it is called a Customer Energy Management System or CEMS. | [25 empty] | X | [5 empty] | GUC | EU
| Customer Energy Manager (CEM) |  |  |  | - | [5 empty] | The CEM is a logical function optimising energy consumption and or production based on signals received from the grid, consumerâ€™s settings and contracts, and devices minimum performance standards. The Customer Energy Manager collects messages sent to and received from connected devices; especially the in-home/building sector has to be mentioned. It can handle general or dedicated load and generation management commands and then forwards these to the connected devices. It provides vice versa information towards the â€œgrid / marketâ€. Note that multiple loads/generation resources can be combined in the CEM to be mutually controlled. When the CEM is integrated with communication functionalities it is called a Customer Energy Management System or CEMS. | [26 empty] | X |  |  | X | - |  | US
| Customer Group |  |  |  | Service | Conceptual |  | Automation Service | Service Provider |  | Provides Aggregated customer groups | [18 empty] | X | [13 empty] | US
| Customer Group Notification |  |  |  | Service | Conceptual |  | Automation Service | Service Provider |  | This service provides a communication channel to a set of aggregated customers | [18 empty] | X | [13 empty] | US
| Customer Information System | CM 1) :Third Party Customer Information System & 2) Utility Managed Customer Information System | CIS | CIS | Actor | Logical |  | Application | Service Provider |  | The CIS application provides Customer status information necessary to support Demand/Response programs, outage/restoration and usage information. The CIS provides the usage information for Billing. Optionally, CIS includes other functions including outage management, spatial information and Meter Data Managment System (MDMS) functions. CIS contains customer load data which is estimated for each nodal location on a feeder to provide load shapes for different load categories. The CIS fucntion can reside either with a Service Provider or a utility (which fulfills that role, notably when there aren't any third-parties in the service territory) | system actor | billing agent |  | X | [5 empty] | X |  |  | X | [19 empty] | US | X
| Customer Information System |  |  |  | System | [5 empty] | System or application which maintains all needed information for energy customers. Typically associated with call center software to provide customer services like hot-line etc. | [24 empty] | X | [6 empty] | SG3 | EU
| Customer Management |  |  |  | Service | Conceptual |  | Application | Service Provider |  | Utility function that manages customer relationships by providing point-of-contact (PoC) and resolution for customer issues and problems. |  |  | function/ service | [6 empty] | X | [22 empty] | US | X
| Customer Meter | E: Metering Equipment |  |  | Actor | Physical |  | Device | Customer | Process | Meters are devices which measure the amount of electricity used at a particular site. They are typically located at the customer facility and owned by the distributor (eg: utility) or retail provider. |  |  |  | X | X |  |  | X | X | X | X | X | X | [19 empty] | US | X
| Customer Portal | RM: Web Site |  |  | Service | Logical |  | Application | Operations |  | Internet website so Customers can access their energy and cost information online, enrollment in prepayment electric services and enablement of third party monitoring and control of customer equipment. | system actor | billing agent |  | X | [8 empty] | X | [19 empty] | US | X
| Customer Portal |  |  |  | Application | [5 empty] | Web-server application which allows utility customers to register and login to retrieve information about their tariffs, consumption and other information | [24 empty] | X | [6 empty] | SG3 | EU
| Customer Power Quality Information Management: |  |  |  | Service | Conceptual |  | Business Service | Distribution |  | This service manages power quality information available from within customer sites throughout the distribution system. | [18 empty] | X | [13 empty] | US
| Customer Power Quality Information Management: |  |  |  | Service | Conceptual |  | Business Service | Distribution |  | This service manages power quality information available from within customer sites throughout the distribution system. | [18 empty] | X | [13 empty] | US
| Customer Premise Network | CM: Customer Equipment |  |  | Service | Logical |  | Facility | Customer |  | Customer Premise Networks support communcations between the various other actors found on a customer premise (eg: Appliances, Thermostats, Energy Management Systems); They are also known as Home Area Networks (HAN), Industrial Area Networks (IAN), Building Area Networks (BAN) and Customer Area Networks (CAN) |  |  | function/ service | [11 empty] | X | [17 empty] | US | X
| Customer service (CS-CSRV) |  |  |  | Application | [5 empty] | This function set covers the different aspects related to customer interfaces required for operation and commercial purposes. | [23 empty] | X | [7 empty] | 61968-IRM | EU
| Customer Service Representative |  | CSR | CSR | Role | Conceptual |  | Person | Service Provider |  | Customer service provided by a person (e.g., sales and service representative), or by automated means called self-service (e.g., Interactive Voice Response (IVR)). | business actor | billing agent ? | [10 empty] | X | [19 empty] | US | X
| Customer Substation |  |  |  | Actor | Logical |  | Facility | Customer |  | Transmission or distribution substation located at the customer facilty to set-down power wiithin the customer facilty. Contains infrastructre to control/monitor and protect the distribution grid. | system actor | grid operator | [11 empty] | X |  |  |  | X | [14 empty] | US | X
| Customer Support |  |  |  | Role | Conceptual |  | Application | Operations |  | Customer Support actors help customers to purchase, provision,schedule instalationl, troubleshoot power system services, and relay/record customer trouble reports. | business actor | billing agent ? | [7 empty] | X | [22 empty] | US | X
| Customer Support (CS) |  |  |  | System | [5 empty] | Customer Support actors help customers to purchase, provision, schedule installation, troubleshoot power system services, and relay/record customer trouble reports. | [23 empty] | X | [7 empty] | 61968-IRM | EU
| Data Aggregator |  |  |  | System | [5 empty] | Devices, which are intermediate machines in a communication network, can aggregate the same timing data from field sensing devices. | [25 empty] | X | [5 empty] | GUC | EU
| Data Aggregator |  |  |  | System | [5 empty] | - | [26 empty] | X |  |  |  |  | Bulk Generation | EU
| Data Dissementation |  |  |  | Service | Conceptual |  | Automation Service | Cross-cutting |  | A service that distributes data to entities within the domain | [18 empty] | X | [13 empty] | US
| Data Dissementation |  |  |  | Service | Conceptual |  | Automation Service | Cross-cutting |  | A service that distributes data to entitities within the domain | [18 empty] | X | [13 empty] | US
| Data Integrity |  |  |  | Service | Conceptual |  | Automation Service | Cross-cutting |  | A service which prevents the unauthorized modification of data | [18 empty] | X | [13 empty] | US
| Data Integrity |  |  |  | Service | Conceptual |  | Automation Service | Cross-cutting |  | A service which prevents the unauthorized modification of data | [18 empty] | X | [13 empty] | US
| DC EPS | [29 empty] | X | [11 empty] | Lvl 0 EPS |  |  | DER
| DC Loads | NR: Load Management Systems/Demand Response Management System |  |  | Actor | Logical |  |  | Customer |  | Loads at customer site using DC equipment. | system actor | customer | [12 empty] | X | [17 empty] | US | X
| Define Transmission Capacity |  |  |  | Service | Conceptual |  | Business Service | Operations |  | Define the dynamic safe operating limits of the transmission system | [18 empty] | X | [13 empty] | US
| delivery capability service |  |  |  | Service | Conceptual |  | Automation Service | Market |  | Gathers data to determine if the participant has the ability to deliver their physical commitments | [18 empty] | X | [13 empty] | US
| Demand forecast |  |  |  | Service | Conceptual |  | Business Service | Operations |  | Provide forecast of demand over multiple near term time periods | [18 empty] | X | [13 empty] | US
| Demand Forecast Support |  |  |  | Service | Conceptual |  | Automation Service | Operations |  | Provides a mechanism to forecast demand | [18 empty] | X | [13 empty] | US
| Demand Management |  | DRMS | DRMS | Service | Conceptual |  | Application | Operations |  | DR issues pricing or other signals to appliances and equipment at customer locations in order to request customers (or their pre-programmed systems) to decrease or increase their loads in response to the signals. Needs to be crisper description - Ron Cunningham to do |  |  | function/ service | [9 empty] | X | [19 empty] | US | X | 1
| Demand Response (DR) Pricing Schedule | [9 empty] | Schedule provided by REPs, DSOs, TSO, and others to indicate contractual and/or forecast prices for energy and ancillary services during specific time periods | [19 empty] | X | [11 empty] | Lvl 5 Trans. And Market |  |  | DER
| Demand Response (DR) System | [9 empty] | System providing demand response pricing information for different energy products during different time frames | [19 empty] | X | [11 empty] | Lvl 5 Trans. And Market |  |  | DER
| Demand Response Auditor |  |  |  | Service | Conceptual |  | Automation Service | Operations |  | Provides sensor data that confirms the operation of enrolled equipment in a demand response situation | [18 empty] | X | [13 empty] | US
| Demand Response Management System |  |  |  | System | [5 empty] | a system or an application which maintains the control of many load devices to curtail their energy consumption in response to energy shortages or high energy prices. | [31 empty] | SG3 | EU
| Demand Response Management System |  | DRMS | DRMS | Actor | Logical |  | Application | Operations |  | DRMS issues pricing or other signals to appliances and equipment at customer locations in order to request customers (or their pre-programmed systems) to decrease or increase their loads in response to the signals. | system actor | D/R market operator | [10 empty] | X | [19 empty] | US | X | 1
yes | Demand Response Objects |  |  |  | NA Actor | Conceptual |  | Data | Distribution |  | Physical and logical types of demand response resource objects. - Refer to NAESB for help - is this is a object model - call Marty Burns | [11 empty] | X | [20 empty] | US | X
| Demand Response Provider |  |  |  | Actor | Logical |  | Organization | Service Provider |  | A service provider that either serves as an aggregator or otherwise provides distribution of Demand/Response (DR) signals. | role | D/R market operator | [7 empty] | X | [22 empty] | US | X | 1
| Demand Response Service Provider |  |  |  | Role | Conceptual |  | Organization | Service Provider |  | A Demand Response (DR) Service Provider may serve as an aggregator (in the Market domain), or otherwise provide distribution of DR signals. | role | D/R market operator | [5 empty] | X | [24 empty] | US | X | 1
| Demand Response Support service |  |  |  | Service | Conceptual |  | Automation Service | Operations |  | Provides a mechanism to support demand response management | [18 empty] | X | [13 empty] | US
| Demand/Response Load Shedding execution |  |  |  | Service | Conceptual |  | Automation Service | Transmission |  | Shed load according load status, to circuit and contact analysis | [18 empty] | X | [13 empty] | US
| Demand/Response Load Shedding execution |  |  |  | Service | Conceptual |  | Automation Service | Transmission |  | Shed load according load status, to circuit and contact analysis | [18 empty] | X | [13 empty] | US
| Demand/Response Status |  |  |  | Service | Conceptual |  | Automation Service | Transmission |  | Provides status of Demand/Response resources per programme requirements | [18 empty] | X | [13 empty] | US
| Demand/Response Status |  |  |  | Service | Conceptual |  | Automation Service | Transmission |  | Provides status of Demand/Response resources per programme requirements | [18 empty] | X | [13 empty] | US
| Denial of Service Mitigation |  |  |  | Service | Conceptual |  | Business Service | Cross-cutting |  | This service provides mitigation against Denial of Service attacks. | [18 empty] | X | [13 empty] | US
| Denial of Service Mitigation |  |  |  | Service | Conceptual |  | Business Service | Cross-cutting |  | This service provides mitigation against Denial of Service attacks. | [18 empty] | X | [13 empty] | US
| Deployment |  |  |  | Service | Conceptual |  | Automation Service | Customer |  | A service that deploys configuration to entities | [18 empty] | X | [13 empty] | US
| Deployment |  |  |  | Service | Conceptual |  | Automation Service | Customer |  | A service that deploys configuration to entities | [18 empty] | X | [13 empty] | US
| Deployment Management |  |  |  | Service | Conceptual |  | Business Service | Customer |  | Manage ongoing revision of the system. | [18 empty] | X | [13 empty] | US
| DER |  |  |  | - | [5 empty] | Generic Distributed Energy Resource - "DER devices are generation and energy storage systems that are connected to a power distribution system" | [25 empty] | X | [5 empty] | GUC | EU |  | p
| DER |  |  |  | - | [32 empty] | X |  |  |  |  | Distribution Grid Management/Microgrid | EU |  | p
| DER |  |  |  | - | [32 empty] | X |  |  | X | - |  | US |  | p
| DER Controllable Load | [9 empty] | DER that consists primarily of a load that is allowed to be modified based on operating conditions, tariffs, contracts, or other criteria | [19 empty] | X | [11 empty] | Lcl 1 DER |  |  | DER
| DER Controller (generic) | [9 empty] | Controller of DER unit | [19 empty] | X | [11 empty] | Lcl 1 DER |  |  | DER
| DER detector |  |  |  | Service | Conceptual |  | Automation Service | Distribution |  | Provides a near real-time view of the available DER on the distribution grid. | [18 empty] | X | [13 empty] | US |  | p
| DER Generating Unit | [9 empty] | DER unit that includes generation of electrical energy | [19 empty] | X | [11 empty] | Lcl 1 DER |  |  | DER
| DER Log | [9 empty] | Log of significant events and alarms for use in market settlements, operational analysis, and other audit purposes | [19 empty] | X | [11 empty] | Lcl 1 DER |  |  | DER
| DER Management |  |  |  | Service | Conceptual |  | Automation Service | Operations |  | Provides a mechanism to integrate DER into the operation of the grid | [18 empty] | X | [13 empty] | US |  | p
| DER Management |  |  |  | Service | Conceptual |  | Automation Service | Operations |  | Provides a mechanism to integrate DER into the operation of the grid | [18 empty] | X | [13 empty] | US
| DER Management System |  |  |  | System | [5 empty] | which provides applications to monitor and control a set of DER | [31 empty] | 0 | EU |  | p
| DER Management System (DER-MS) (generic) | [29 empty] | X | [11 empty] | Lvl 2 FDEMS |  |  | DER
| DER Meter | [9 empty] | Meter that records the energy produced within specified time periods, energy used within specified time periods for DER charging of storage, and demand curves of DER generation and storage over time | [19 empty] | X | [11 empty] | Lcl 1 DER |  |  | DER
| DER operation |  |  |  | Service | Conceptual |  | Automation Service | Distribution |  | Provides near real-time control signals to DER devices on the distribution grid. | [18 empty] | X | [13 empty] | US |  | p
| DER Operator (generic) | [9 empty] | Responsible party for operational aspects of the facilities and their DER systems (generation, storage, and controllable load) | [19 empty] | X | [11 empty] | Lvl 2 FDEMS |  |  | DER
| DER Owner (generic) | [9 empty] | Responsible party for market and financial decisions and contracts related to the facilities and their DER systems (generation, storage, and controllable load) | [19 empty] | X | [11 empty] | Lvl 2 FDEMS |  |  | DER
| DER Protection Function | [9 empty] | Safety-related function to prevent harm to personnel, the DER system, and/or other electrical equipment | [19 empty] | X | [11 empty] | Lcl 1 DER |  |  | DER
| DER resource availability |  |  |  | Service | Conceptual |  | Automation Service | Transmission |  | Provides the interaction between DER requirements, asset capability and contracts for scheduling | [18 empty] | X | [13 empty] | US |  | p
| DER resource availability |  |  |  | Service | Conceptual |  | Automation Service | Transmission |  | Provides the interaction between energy storage requirements, asset capability and contracts for scheduling | [18 empty] | X | [13 empty] | US |  | p
| DER Storage Unit | [9 empty] | DER unit that includes energy storage that can be converted to electrical energy | [19 empty] | X | [11 empty] | Lcl 1 DER |  |  | DER
| DER Support services |  |  |  | Service | Conceptual |  | Automation Service | Transmission |  | Provide support services for DER facilities | [18 empty] | X | [13 empty] | US |  | p
| DER Support services |  |  |  | Service | Conceptual |  | Automation Service | Transmission |  | Provide support services for energy storage facilities | [18 empty] | X | [13 empty] | US
| DER System (generic) | [9 empty] | Combined DER controller and DER unit, including generators, energy storage, and controllable load | [19 empty] | X | [11 empty] | Lcl 1 DER |  |  | DER
| DER Unit (generic) | [9 empty] | Prime mover and converter to and/or from electrical energy, , including generators, energy storage, and controllable load | [19 empty] | X | [11 empty] | Lcl 1 DER |  |  | DER
| Design (MC-DGN) |  |  |  | Application | [5 empty] | A design is created by an engineer or work planner. Designs can be made up of individual line items or by a set of “compatible units” or CUs. Line items and compatible units are associated with a Design Location which is associated with a design location. | [23 empty] | X | [7 empty] | 61968-IRM | EU |  | p
| Designated Dispatch Service Entity | NAESB: Designated Dispatch Entity | DDE | DDE | Service | Conceptual |  | Service | Service Provider |  | A role service which carries the responsibility of receiving and processing demand resource dispatch instructions or market information and (optionally) providing response information. |  |  | function/ service | [8 empty] | X | [20 empty] | US | X
| detect outages |  |  |  | Service | Conceptual |  | Business Service | Service Provider |  | determine when energy stops flowing to a location | [18 empty] | X | [13 empty] | US
| detect faults |  |  |  | Service | Conceptual |  | Business Service | Transmission |  | monitor system for system faults (outages) | [18 empty] | X | [13 empty] | US
| detect system state |  |  |  | Service | Conceptual |  | Automation Service | Transmission |  | Monitor the system operational state conditions | [18 empty] | X | [13 empty] | US
| detect system state |  |  |  | Service | Conceptual |  | Automation Service | Transmission |  | Monitor the system operational state conditions | [18 empty] | X | [13 empty] | US
| detect system state |  |  |  | Service | Conceptual |  | Automation Service | Transmission |  | Monitor the system operational state conditions | [18 empty] | X | [13 empty] | US
| develop balancing products |  |  |  | Service | Conceptual |  | Business Service | Market |  | develop market products that will provide the capabilities necessary to balance intermittent supply resources. | [18 empty] | X | [13 empty] | US
| Develop Capacity Products |  |  |  | Service | Conceptual |  | Business Service | Market |  | Develop market products for capacity that encourages participation of various parties | [18 empty] | X | [13 empty] | US
| develop distributed energy products |  |  |  | Service | Conceptual |  | Business Service | Market |  | develop market products for distributed energy resources that encourages participation of various resources | [18 empty] | X | [13 empty] | US
| develop energy efficiency products |  |  |  | Service | Conceptual |  | Business Service | Market |  | develop market products for energy efficiency that encourages participation of various parties | [18 empty] | X | [13 empty] | US
| develop GHG emmission products |  |  |  | Service | Conceptual |  | Business Service | Market |  | develop market products for GHG emmissions that encourages participation of various parties | [18 empty] | X | [13 empty] | US
| develop market products |  |  |  | Service | Conceptual |  | Business Service | Market |  | Develop new market products | [18 empty] | X | [13 empty] | US
| develop market products |  |  |  | Service | Conceptual |  | Business Service | Market |  | Develop new market products | [18 empty] | X | [13 empty] | US
| Development of Future Distribution Model: |  |  |  | Service | Conceptual |  | Business Service | Distribution |  | This service manages the development of future distribution systems | [18 empty] | X | [13 empty] | US
| Device Connection Test Service |  |  |  | Service | Conceptual |  | Automation Service | Market |  | Provide an apparatus that allows testing of the interconnection of devices attached to the grid remotely | [18 empty] | X | [13 empty] | US
| Device Load Management |  |  |  | Service | Conceptual |  | Automation Service | Transmission |  | A service that provides load management capabilities to devices | [18 empty] | X | [13 empty] | US |  | p
| Device Load Management |  |  |  | Service | Conceptual |  | Automation Service | Transmission |  | A service that provides load management capabilities to devices | [18 empty] | X | [13 empty] | US
| Device Load Management |  |  |  | Service | Conceptual |  | Automation Service | Transmission |  | A service that provides load management capabilities to devices | [18 empty] | X | [13 empty] | US
| Device management |  |  |  | Service | Conceptual |  | Automation Service | Distribution |  | Provides device operating characteristics required for predicting operational life. | [18 empty] | X | [13 empty] | US
| Device Management of State |  |  |  | Service | Conceptual |  | Business Service | Customer |  | Ability to place devices into a specific state | [18 empty] | X | [13 empty] | US
| Device modeling |  |  |  | Service | Conceptual |  | Automation Service | Distribution |  | Ongoing assessment of device remaining life by utilizing loading over time. | [18 empty] | X | [13 empty] | US
| Devices |  |  |  | - | [5 empty] | - | [26 empty] | X |  |  | X | - |  | US
| Diagnostic Analysis of Distribution Systems: |  |  |  | Service | Conceptual |  | Business Service | Distribution |  | This service manages the diagnostic analysis of distribution system field equipment. | [18 empty] | X | [13 empty] | US
| Diagnostics |  |  |  | Service | Conceptual |  | Automation Service | Cross-cutting |  | A service that diagnosis entities | [18 empty] | X | [13 empty] | US
| Direct load control |  |  |  | Service | Conceptual |  | Business Service | Customer |  | Abilityt to directly control devices using control signals | [18 empty] | X | [13 empty] | US
| direct load control |  |  |  | Service | Conceptual |  | Business Service | Service Provider |  | control customer loads directly to respond to the reliability needs of the electric grid | [18 empty] | X | [13 empty] | US
| direct load control |  |  |  | Service | Conceptual |  | Business Service | Operations |  | control customer loads directly to respond to the reliability needs of the electric grid | [18 empty] | X | [13 empty] | US
| direct load control |  |  |  | Service | Conceptual |  | Business Service | Operations |  | control customer loads directly to respond to the reliability needs of the electric grid | [18 empty] | X | [13 empty] | US
| Disaster Communications |  |  |  | Service | Conceptual |  | Automation Service | Transmission |  | survivable communications for stakeholder information during abnormal conditions | [18 empty] | X | [13 empty] | US
| dispatch maintenance teams |  |  |  | Service | Conceptual |  | Business Service | Transmission |  | manage the available workforce | [18 empty] | X | [13 empty] | US
| Dispatcher |  |  |  | Person | [5 empty] | actor in charge of dispatching Electricity (usually at the transmission level) | [29 empty] | X |  | 0 | EU
| Display |  |  |  | - | [5 empty] | 0 | [26 empty] | X |  |  | X | - |  | US
| Display |  |  |  | - | [32 empty] | X |  |  |  |  | Smart Home/Commercial/Industrial/DR-Customer EMS | EU
| Display User |  |  |  | Actor | Physical |  | Person | Customer |  | External actor interacting directly with the simple external consumer display. | system actor | customer | [15 empty] | X | [14 empty] | US | X
| Display User ( C ) |  |  |  | Person | [5 empty] | External actor interacting directly with the simple external consumer display. | [27 empty] | X |  |  |  | SMCG | EU
| Dispute management service |  |  |  | Service | Conceptual |  | Automation Service | Market |  | Provide a record management system for handling the dispute process in the market | [18 empty] | X | [13 empty] | US
| Dispute management service |  |  |  | Service | Conceptual |  | Automation Service | Market |  | Provide a record management system for handling the dispute process in the market | [18 empty] | X | [13 empty] | US
| Dispute management service |  |  |  | Service | Conceptual |  | Automation Service | Market |  | Provide a record management system for handling the dispute process in the market | [18 empty] | X | [13 empty] | US
| Distribute field work order |  |  |  | Service | Conceptual |  | Automation Service | Distribution |  | This service distributes the field work order to the optimal field resources based on location, cost, equipment needs and personnel qualifications | [18 empty] | X | [13 empty] | US
| Distributed Data Management |  |  |  | Service | Conceptual |  | Business Service | Cross-cutting |  | This service manages distributed data | [18 empty] | X | [13 empty] | US |  | p
| Distributed Energy Resource Management: |  |  |  | Service | Conceptual |  | Business Service | Distribution |  | This service provides management of Distributed Energy Resources (DER) across the distribution system. | [18 empty] | X | [13 empty] | US |  | p
| Distributed Energy Resources support service |  |  |  | Service | Conceptual |  | Automation Service | Market |  | Provides support for the creation of market products that support DER | [18 empty] | X | [13 empty] | US |  | p
| Distributed Generation |  | DG | DG | Service | Conceptual |  | Device | Customer |  | Distributed Generation, also called Distributed Energy Resources (DER), includes small-scale generation or storage of whatever form. This is in contrast to centralized or generation and/or storage of electricity. These generation facilities are part of Demand/Reponse programs and may be dispatchable resources. The primary distictions between Distributed Generation (DG) and Generation is: Generation is attached via Transmission facilities, output is sold in wholesale markets, provides base load; DG is sited on a Customer permises attached to the Distribution grid, output is Retail (unless sold via an aggregator), can provide ancillary services. These generation facilities include but are not limited to Photvoltaic panel (PV), micro-hydro, mindmill, Plug-in Hybrid/Electric Cars (PHEV), and potentially Fuel cells. These facilites are usually not scheduled but can be dispatched. | role | producer | [5 empty] | X |  | X | X |  | X |  | X | [17 empty] | US | X | 1
| Distributed Generation |  |  |  | - | [5 empty] | - | [26 empty] | X |  |  | X | - |  | US
| Distributed Generation Aggregation | NR: 1) Customer Distributed Energy Resources / Generation and Storage, 2) Distributed Generation and Storage Management; IE: 1) Customer Distributed Energy Resource, 2) Distribution System Distributed Energy Resources: IE: Customer Distributed Energy Resource; EU: Aggregator |  |  | Service | Conceptual |  | Application | Market |  | Distributed Generation Aggregators combine smaller participants (ie: providers, customers' distributed generation or curtailment assets) to enable these participants access in larger markets as a virtualized trader | role | producer | [7 empty] | X | [6 empty] | X | [15 empty] | US | X | 1
| Distributed Generation Submeter |  |  |  | Actor | Physical |  | Device | Customer |  | Additional meter used to measure electric usage and generation at some customer sites with generation devices such as solar panels. Alternatively net metering may be used to measure net usage. | system actor | producer | [7 empty] | X | [22 empty] | US | X | p
| Distributed Intelligence Capabilities |  |  |  | Service | Conceptual |  | Application | Distribution |  | Advanced automated/intelligence application that operates in a normally autonomous mode from the centralized control system to increase responsiveness. | system actor | multiple | [10 empty] | X | [19 empty] | US | X | p
| Distributed Resources Monitor |  |  |  | Service | Conceptual |  | Automation Service | Operations |  | a mechanism to monitor agreed parameters on distributed energy resources | [18 empty] | X | [13 empty] | US |  | p
| Distributed Solar |  |  |  | Actor | Logical |  | Device | Customer |  | Customer owned system which uses the sun to produce electricity and/or heat water. | system actor | producer | [7 empty] | X | [22 empty] | US | X | 1
| Distributed Storage |  |  |  | Role | Logical |  | Device | Cross Cutting | Process | Battery storage typically located at a distribution substation and provides dispatchable energy for congestion and peak load relief. Typical recharged with onsite PV or trickle charging during off-demand intervals. Distributed storage can also augment customer Distributed Generation capabilites. | system actor | producer | [7 empty] | X | [22 empty] | US | X | 1 | Cross cutting because control varies with the deployment scenarios
| Distributed Wind | CM: Wind |  |  | Role | Logical |  | Device | Customer |  | Customer owned wind generation which is decentralized as opposed to generation. Examples include micro wind turbines owned by business and residential customers. | system actor | producer | [7 empty] | X | [22 empty] | US | X | 1
| Distribution Asset Management |  |  |  | Service | Conceptual |  | Application | Distribution |  | Performed by actors that work together to determine when equipment should have maintenance, calculate the life expectancy of the device, and record its history of operations and maintenance so it can be reviewed in the future for operational and engineering decisions. |  |  | function/ service | [6 empty] | X | [22 empty] | US | X | p
| Distribution Balancing Authority |  |  |  | Service | Conceptual |  | Business Service | Distribution |  | This service balances generation with load across the distribution network. | [18 empty] | X | [13 empty] | US |  | p
| Distribution control |  |  |  | Service | Conceptual |  | Automation Service | Distribution |  | Provides automated mechanism to coordinate control of distribution network connected elements based on load requirements | [18 empty] | X | [13 empty] | US |  | p
| Distribution Control Devices | CM: Distribution.Control; IE: Distribution Protection & Control Devices |  |  | Actor | Logical |  | Device | Distribution |  | Actors that permit the Operations domain to manage the flow of power and reliability of the system. Performed to maintain high levels of reliability and power quality. Examples include switches, capacitors, STATCOM. | system actor | grid operator | [7 empty] | X |  |  |  |  | X | [17 empty] | US | X | p
| Distribution Data Collector |  |  |  | Actor | Logical |  | Device | Distribution |  | A data concentrator bringing data from multiple sources and putting it into different form factors. | system actor | metered data collector | [10 empty] | X | [19 empty] | US | X | p
| Distribution Energy Loss Minimization: |  |  |  | Service | Conceptual |  | Business Service | Distribution |  | This service manages the technical loss of energy to minimize losses on the distribution system. | [18 empty] | X | [13 empty] | US |  | p
| Distribution Engineering |  |  |  | Role | Conceptual |  | Organization | Operations |  | A technical function for planning or managing the design and upgrade of the distribution system. Functions include arranging data gathering, construction design ,asset/equipment selection and placement. |  | grid operator | function/ service |  |  | X | [6 empty] | X | [19 empty] | US | X | p
| Distribution Field Crews |  |  |  | Actor | Logical |  | Organization | Distribution |  | Manual operations of field devices, repair and construction work, patrolling facilities, recording changes in facility parameters, connectivity, in mobile computers, transferring data to the operator, and corresponding database administrators. This is a class of actors. | business actor | grid operator |  |  |  | X | [26 empty] | US | X
| Distribution Intelligent Electric Device | RM: 1) Distribution Field RTUs, IEDs, & 2) Distributed Intelligence Capabilities; Field Devices 3) IED; NR: Distribution Automation Field Devices; NR: Distribution Remote Terminal Unit/Intelligent Electronic Device | D-IED | D-IED | Actor | Logical |  | Device | Distribution |  | Intelligent Electric Device (IED) is a communications-enabled controller to monitor and control automated devices in distribution which communicates with Distribution SCADA or other monitoring/control applications, as well as distributed capabilities for automatic operations in a localized area based on local information and on data exchange between members of the group. Operations such as such as tripping circuit breakers if they sense voltage, current, or frequency anomalies. This is a class of actors. | system actor | grid operator |  | X |  | X | X | [5 empty] | X | [19 empty] | US | X | p
| Distribution Interconnect Estimator |  |  |  | Service | Conceptual |  | Automation Service | Transmission |  | Near realtime analytics that calculate exchange capacities, taking into account transmission's line loading, congestion, etc | [18 empty] | X | [13 empty] | US |  | p
| Distribution Management System |  |  |  | System | [5 empty] | a system which provides applications to monitor and control a distribution grid from a centralized location, typically the control center. A DMS typically has interfaces to other systems, like an GIS or an OMS | [31 empty] | SG3 | EU |  | p
| Distribution Management System | RM: DMS; NR: Distributed Management System Application | DMS | DMS | Service | Logical |  | Application | Operations |  | A suite of application software that monitors and controls the distribution system equipment based on computer-aided applications, market information, and operator control decisions. | system actor | grid operator |  | X |  | X | X | [5 empty] | X | [19 empty] | US | X
| Distribution Management System (DMS) | [29 empty] | X | [11 empty] | Lvl 4 DSO |  |  | DER
| Distribution Measure |  |  |  | Role | Physical |  | Application | Distribution |  | Performed by rolesactors that provide visibility into the flow of power and the condition of the systems in the field. In the future measurement might be found in built into meters, transformers, feeders, switches and other devices in the grid. An example would be the digital and analog measurements collected through the SCADA system from a remote terminal unit (RTU) and provide to a grid control center in the Operations domain. | system actor | grid operator | [7 empty] | X | [22 empty] | US | X
| Distribution Network Operator, DNO |  |  |  | Role | [5 empty] | Organization responsible for managing the electricity, gas, heat and/or water network supplying consumer premises.Also referred to as DSO. | [27 empty] | X |  |  |  | SMCG | EU
| Distribution network simulation |  |  |  | Service | Conceptual |  | Automation Service | Distribution |  | Provides a simulation environment to conduct multi-scenario contingency analysis | [18 empty] | X | [13 empty] | US
| Distribution operations training: |  |  |  | Service | Conceptual |  | Business Service | Distribution |  | This service provides a comprehensive program of training for distribution operations personnel. | [18 empty] | X | [13 empty] | US
yes | Distribution Operator |  |  |  | Role | Conceptual |  | Person | Operations |  | Person operating the distribution system. | [5 empty] | X | [6 empty] | X | [19 empty] | US | X
| Distribution Operator | NAE: Utility System Operator |  |  | Role | Conceptual |  | Organization | Operations | Operations | An entity which carries the responsibility of operating an electricity distribution system. | role | grid operator |  |  |  | X | [5 empty] | X | X | [19 empty] | US | X
| Distribution Planning: |  |  |  | Service | Conceptual |  | Business Service | Distribution |  | This service manages the distribution planning processes. | [18 empty] | X | [13 empty] | US
| Distribution Protection and Control Devices | CM: Distribution.Protect |  |  | Role | Conceptual |  | Device | Distribution |  | Performed by Actors that react rapidly to faults and other events that might cause power outages, brownouts, or the destruction of equipment. Performed to maintain high levels of reliability and power quality. Devices external to a substation which control and protect the distribution system. Examples include Capabitors, Sectionalizers, circuit breakers | system actor | grid operator | [7 empty] | X |  |  |  |  | X | [17 empty] | US | X
| Distribution Protection Devices | CM: Distribution.Protect; IE: Distribution Protection & Control Devices |  |  | Role | Conceptual |  | Device | Distribution |  | Actors that react rapidly to faults and other events in the system which might cause power outages, brownouts, or the destruction of equipment. Performed to maintain high levels of reliability and power quality. Examples include FACTs devices, switches,circuit interrupters, capacitors, Reactors, fuses | system actor | grid operator | [15 empty] | X | [14 empty] | US | X
| Distribution Record Service | CM: Distribution Record |  |  | Service | Conceptual |  | Application | Distribution |  | Service performed by actors that permit other domains to review what has happened on the grid for financial, engineering, operational, compliance and forecasting purposes. | system actor | grid operator | [7 empty] | X | [22 empty] | US | X
| Distribution Sensor | IE: Sensors and Measurement Devices |  |  | Actor | Logical |  | Device | Distribution |  | A Distribution System device (outside the substation) that measures a physical quantity and converts it into a signal which can be read by an observer or by an instrument. Examples include oscillographs, meters, temperature sensors. | system actor | grid operator | [10 empty] | X |  | X | [17 empty] | US | X
| Distribution Stabilize and Optimize |  |  |  | Service | Conceptual |  | Application | Distribution |  | Performed by actors to ensure the network is operating within appropriate tolerances across the system. They gather information for control decisions that ensure reliable, proper operations (stability) and more efficient operations (optimization). Measurement and control form a feedback loop that allows grid operators to stabilize the flow of energy across the electric network or safely increase the load on a transmission path. |  |  | function | [6 empty] | X | [22 empty] | US | X
| Distribution Substation |  |  |  | Actor | Logical |  | Facility | Distribution |  | A facility who's function is to step-down voltages for distribution feeders. Contains not only transformers, but usually other devices to maintain power quality and reliablity, such as capacitor banks, Ground fault limiters, fuses, reactors. | system actor | grid operator | [12 empty] | X | [17 empty] | US | X
| Distribution Substation Network |  |  |  | Actor | Logical |  | Facility | Distribution |  | These networks interconnect devices within a substation for localized or a backhauled WAN connection to Grid Operations . A typical example includes a local Ethernet LAN containing switching, protection andcontrol equipment . The Standard protocol of choice is IEC61850 and/or DNP3. |  |  | function/ service | [11 empty] | X | [17 empty] | US | X
| Distribution System Energy Resources | IE: Distribution System Distributed Energy Resources |  |  | Actor | Logical |  | Device | Distribution |  | Generation sources connected to the distribution grid regardless of size. Typically these are utilities owned resources. They do not include Customer-permises or Generation generation assets. | system actor | producer | [12 empty] | X | [17 empty] | US | X
| Distribution System Field Equipment Configuration Management: |  |  |  | Service | Conceptual |  | Business Service | Distribution |  | This service manages the configuration of field equipment. Metrics for this service are determined by emerging policies for maintaining field equipment documentation. | [18 empty] | X | [13 empty] | US
| Distribution System Operator |  | DSO |  | Role | Conceptual |  | Role | Distribution |  | according to the Article 2.6 of the Directive: "a natural or legal person responsible for operating, ensuring the maintenance of and, if necessary, developing the distribution system in a given area and, where applicable, its interconnections with other systems and for ensuring the long-term ability of the system to meet reasonable demands for the distribution of electricity". Moreover, the DSO is responsible for regional grid access and grid stability, integration of renewables at the distribution level and regional load balancing. | role | grid operator | [15 empty] | X | [14 empty] | US | X
| Distribution System Operator (DSO) |  |  |  | Role | [5 empty] | according to the Article 2.6 of the Directive: "a natural or legal person responsible for operating, ensuring the maintenance of and, if necessary, developing the distribution system in a given area and, where applicable, its interconnections with other systems and for ensuring the long-term ability of the system to meet reasonable demands for the distribution of electricity". Moreover, the DSO is responsible for regional grid access and grid stability, integration of renewables at the distribution level and regional load balancing. | [28 empty] | X |  |  | EG3 | EU
| Distribution System Operator (DSO) | [29 empty] | X | [11 empty] | Lvl 4 DSO |  |  | DER
| Distribution System Operator (DSO) |  |  |  | Role | [5 empty] | according to the Article 2.6 of the Directive: "a natural or legal person responsible for operating, ensuring the maintenance of and, if necessary, developing the distribution system in a given area and, where applicable, its interconnections with other systems and for ensuring the long-term ability of the system to meet reasonable demands for the distribution of electricity". Moreover, the DSO is responsible for regional grid access and grid stability, integration of renewables at the distribution level and regional load balancing. | [26 empty] | X |  |  |  |  | Distribution Grid Management/Microgrid | EU
| Distribution System Support of Transmission Operations: |  |  |  | Service | Conceptual |  | Business Service | Distribution |  | This service manages the integration of distribution systems in support of transmission operations. | [18 empty] | X | [13 empty] | US
| Distribution Systems Asset Management |  |  |  | Service | Conceptual |  | Business Service | Distribution |  | This service manages distribution systems asset management processes. | [18 empty] | X | [13 empty] | US
| Distribution/DER SCADA System | [29 empty] | X | [11 empty] | Lvl 4 DSO |  |  | DER
| Distributions operations training |  |  |  | Service | Conceptual |  | Business Service | Distribution |  | This service provides a list of distribution operation and maintenance personnel and their qualifications to service or perform work on a particular distribution network element | [18 empty] | X | [13 empty] | US
| Distrubbution IED |  |  |  | - | [5 empty] | 0 | [26 empty] | X |  |  | X | - |  | US
| DMS Operator |  |  |  | Person | [5 empty] | Operator of the Distribution Management System | [29 empty] | X |  | 0 | EU
| DMS Operator |  |  |  | Person | [5 empty] | Operator of the Distribution Management System | [29 empty] | X |  | - | EU
| DR Forecast |  |  |  | Service | Conceptual |  | Business Service | Market |  | Provide forecast of demand response capability over multiple near term time periods | [18 empty] | X | [13 empty] | US
| DR support service |  |  |  | Service | Conceptual |  | Automation Service | Operations |  | Provides metrics for DR programmes success and customer enrollment | [18 empty] | X | [13 empty] | US
| DSO |  |  |  | - | [5 empty] | - | [26 empty] | X |  |  | X | - |  | US
| DSO DER EMS (DDEMS) | [29 empty] | X | [11 empty] | Lvl 4 DSO |  |  | DER
| DSO System |  |  |  | Role | [5 empty] | 0 | [26 empty] | X |  |  |  |  | Distribution Grid Management/Microgrid | EU
| DSO System |  |  |  | Role | [5 empty] | 0 | [26 empty] | X |  |  | X | - |  | US
| DSO System |  |  |  | Role | [5 empty] | - | [29 empty] | X | - |  | US
| DSO System |  |  |  | Role | [5 empty] | 0 | [29 empty] | X | - |  | US
| Dynamic System configuration |  |  |  | Service | Conceptual |  | Automation Service | Transmission |  | Provides control necessary to optimize system utilization and stabilty (ie: power flow/PQ/voltage/frequency), such as generation (including DER), system re-configuration, load-management, Demand/Response programmes, field assets such as reactors, capacitor-banks | [18 empty] | X | [13 empty] | US
| Dynamic System configuration |  |  |  | Service | Conceptual |  | Automation Service | Transmission |  | Provides control necessary to optimize system utilization and stabilty (ie: power flow/PQ/voltage/frequency), such as generation (including DER), system re-configuration, load-management, Demand/Response programmes, field assets such as reactors, capacitor-banks | [18 empty] | X | [13 empty] | US
| Dynamic system configuration |  |  |  | Service | Conceptual |  | Automation Service | Transmission |  | Provides control necessary maintain voltage/system stability (including power flow/PQ/frequency/VAR), such as generation (including DER), system re-configuration, load-management, Demand/Response programmes, field assets such as reactors, capacitor-banks | [18 empty] | X | [13 empty] | US
| Dynamic System configuration |  |  |  | Service | Conceptual |  | Automation Service | Transmission |  | Provides control necessary maintain voltage/system stability (including power flow/PQ/frequency/VAR). Assets under control include generation (including DER), system re-configuration, load-management, Demand/Response programmes and field assets such as reactors, circuit-breakers and capacitor-banks | [18 empty] | X | [13 empty] | US
| Dynamic System configuration |  |  |  | Service | Conceptual |  | Automation Service | Transmission |  | Provides control necessary maintain voltage/system stability (including power flow/PQ/frequency/VAR). Assets under control include generation (including DER), system re-configuration, load-management, Demand/Response programmes and field assets such as reactors, circuit-breakers and capacitor-banks | [18 empty] | X | [13 empty] | US
| Dynamic system configuration |  |  |  | Service | Conceptual |  | Automation Service | Transmission |  | Provides control necessary maintain voltage/system stability (including power flow/PQ/frequency/VAR), such as generation (including DER), system re-configuration, load-management, Demand/Response programmes, field assets such as reactors, capacitor-banks | [18 empty] | X | [13 empty] | US
| Dynamic System configuration |  |  |  | Service | Conceptual |  | Automation Service | Transmission |  | Provides control necessary to optimize system utilization and stabilty (ie: power flow/PQ/voltage/frequency), such as generation (including DER), system re-configuration, load-management, Demand/Response programmes, field assets such as reactors, capacitor-banks | [18 empty] | X | [13 empty] | US
| Dynamic System configuration |  |  |  | Service | Conceptual |  | Automation Service | Transmission |  | Provides control necessary to optimize system utilization and stabilty (ie: power flow/PQ/voltage/frequency), such as generation (including DER), system re-configuration, load-management, Demand/Response programmes, field assets such as reactors, capacitor-banks | [18 empty] | X | [13 empty] | US
| Dynamic system configuration |  |  |  | Service | Conceptual |  | Automation Service | Operations |  | Provide a mechanism to dynamically configure devices to maintain the stabilty of the grid | [18 empty] | X | [13 empty] | US
| Dynamic system configuration |  |  |  | Service | Conceptual |  | Automation Service | Operations |  | Provide a mechanism to automatically reconfigure physical paths for power flow based on agreed parameters for end customers | [18 empty] | X | [13 empty] | US
| Dynamic system configuration |  |  |  | Service | Conceptual |  | Automation Service | Operations |  | Provides a mechanism to support decisions about the physical connectivity in the grid | [18 empty] | X | [13 empty] | US
| economic dispatch support service |  |  |  | Service | Conceptual |  | Automation Service | Bulk Generation |  | provides a set of analytics that determine which units offer the lowest total cost for the energy delivered to the required locations | [18 empty] | X | [13 empty] | US
| Economic load reduction |  |  |  | Service | Conceptual |  | Automation Service | Operations |  | Calculate load reduction scenarios for customer based upon agreed parameters | [18 empty] | X | [13 empty] | US
| El. Vehicle (EV) |  |  |  | Role | [5 empty] | 0 | [26 empty] | X |  |  |  |  | Distribution Grid Management/Microgrid | EU
| El. Vehicle (EV) |  |  |  | Role | [5 empty] | 0 | [26 empty] | X |  |  |  |  | Distribution Grid Management/Microgrid | EU
| El. Vehicle (EV) |  |  |  | Role | [5 empty] | 0 | [26 empty] | X |  |  | X | - |  | US
| El. Vehicle (EV) |  |  |  | Role | [5 empty] | 0 | [26 empty] | X |  |  | X | - |  | US
| El. Vehicle (EV) |  |  |  | Role | [5 empty] | 0 | [29 empty] | X | - |  | US
| El. Vehicle (EV/PHV) |  |  |  | System | [5 empty] | An vehicle with an electric drive (as only drive or in combination with a fuel engine) and a battery which can be charged at a charging station. | [26 empty] | X |  |  |  |  | DKE Repository | EU
| Electric Meter |  |  |  | Actor | Logical |  | Device | Cross Cutting | Field Monitoring | A device that is either used for revenue grade at the pPoint of sSale measuring or facility grade device used for the transfer of electricity product and measuring usage and possibly control from one domain/system to another | [19 empty] | X | [12 empty] | US | X
| Electric Network SP |  |  |  | - | [5 empty] | 0 | [26 empty] | X |  |  | X | - |  | US
| Electric Power System (EPS) (generic) | [29 empty] | X | [11 empty] | Lvl 0 EPS | US |  | DER
| Electric Reliability Detector |  |  |  | Service | Conceptual |  | Automation Service | Service Provider |  | Detects availability of electric service | [18 empty] | X | [13 empty] | US
| Electric Reliability Notification |  |  |  | Service | Conceptual |  | Automation Service | Service Provider |  | Provides the electric reliability notification | [18 empty] | X | [13 empty] | US
| Electric Storage | W19: Storage System |  |  | Role | Logical |  | Device | Cross Cutting | Process | A system capable of storing power for use at a later time. Examples include pumped water storage, Advanced Energy Systems (AES), Plug-in Electric Vehicles (PEV), and thermal storage systems. | system actor | consumer, producer | [7 empty] | X | [9 empty] | X | [12 empty] | US | X | 1 | this is the role played played by other logical actors such as batteries, cap-banks, chemical reactions (which as logical subclasses of electrical storage)
| Electric Vehicle | IE: Plug-in Electric Vehicle |  |  | Actor | Logical |  | Device | Customer |  | A motorized car or truck which runs exclusively or partially on stored battery power as opposed to being powered directly by carbon-based fuel. Adiitionally, it plugs into a premise Energy Portal to charge vehicle. A PEV is also an EV (Electric Vehicle) that relies only on electric propulsion. A PEV is also a PHEV (Plug-In-Hybrid Vehicle) that also includes an alternative source of propulsion power. | system actor | consumer |  | X | X |  |  |  | X | X | X |  | X |  | X | [17 empty] | US | X | 1
| Electric Vehicle (EV) | [9 empty] | Automobile which is powered completely or in part by electricity and whose battery can be charged from an EPS | [19 empty] | X | [11 empty] | Lcl 1 DER |  |  | DER
| Electric Vehicle / Transportation Solution Providers |  |  |  | Actor | Logical |  | Organization | Service Provider |  | Manufacturers of electric vehicles and electric transportation (eg: rail). Of special interest for Smart Grid is the inclusion of intelligent communcating Provider of capabilities for remote monitoring and control (eg: charge/dischare cycles). | system actor ? | consumer | [14 empty] | X | [15 empty] | US | X | 1
| Electric Vehicle Charging SP |  |  |  | - | [5 empty] | special functions like the DR enablement (cost effective PEV Charging and Power Feed) and functions in conjunction with PEV service and maintenance (providing a data connection for PEV health purposes, e.g. managing Power Feed cycles, PEV-SW upgrading &remote fault analysis, etc. | [26 empty] | X |  |  | X | - |  | US |  | p
| Electric Vehicle EMS (EVEMS) | [29 empty] | X | [11 empty] | Lvl 2 FDEMS |  |  | DER
| Electric Vehicle Service Element | NR: Electric Vehicle Service Element/Plug-in Electric Vehicle; | EVSE | EVSE | Actor | Logical |  | Device | Customer |  | Device which transfers electricity to electric vehicle batteries and which has information exchange capabilities. The charger can either be on-board the vehicle or off-board. On-board chargers require AC energy transfer to the vehicle (either 120 or 240V single phase) and Off-board chargers are within the EVSE and require. Note that information exchange capabilities for the EVSE are provided by the End Use Measurement Device (EUMD). Note new name added to describe the device from the service provider, this defintion needs correction | system actor | consumer |  |  | X |  |  |  |  | X | [22 empty] | US | X | p
| Electric Vehicle Service Provider (PEV-SP) |  |  |  | - | [5 empty] | 0 | [26 empty] | X |  |  | X | - |  | US |  | p
| Electric Vehicle Supply Equipment (EVSE) | [29 empty] | X | [11 empty] | Lvl 2 FDEMS |  |  | DER
| Electric Vehicle Supply Equipment (EVSE) |  |  |  | - | [5 empty] | 0 | [26 empty] | X |  |  | X | - |  | US |  | p
| Electrical Contractor | E: Installation Service Technician; E: Mertering operator |  |  | Actor | Logical |  | Organization | Service Provider |  | Electrical contractors design, install and maintain industrial, commercial and domestic purposes. Alongside power and lighting applications, they install ICT, Building Automation Systems (BAS), access, fire and security control equipment, lightning protection systems, and emergency power generating systems and renewable energy systems. | business actor | ? | [13 empty] | X | X | [15 empty] | US | X
| Electrical Point of Connection (ECP) | [9 empty] | Point of electrical connection between the DER source or sink of energy and any EPS. Each DER unit has an ECP connecting it to its local power system; groups of DER units have an ECP where they interconnect to the power system at a specific site or plant; a group of DER units plus local loads have an ECP where they are interconnected to the utility power system. NOTE?For those ECPs between a utility EPS and a plant or site EPS, this point is identical to the point of common coupling (PCC) in the IEEE 1547 "Standard for Interconnecting Distributed Resources with Electric Power Systems". | [19 empty] | X | [14 empty] | DER
| Electricity Installer / Contractor |  |  |  | Role | [5 empty] | Electrical contractors design, install and maintain intelligent systems for all kinds of industrial, commercial and domestic purposes. Alongside the power and lighting applications, they equally install ICT and telecommunications, public street lighting, high medium and low voltage lines, control and energy management systems, access, fire and security control equipment, lightning protection systems, advertising and identification signs, emergency power generating systems and renewable energy systems. | [28 empty] | X |  |  | EG3 | EU
| Electricity Installer Contractor |  |  |  | Actor | Logical |  | Organization | Service Provider |  | Electrical contractors design, install and maintain intelligent systems for all kinds of industrial, commercial and domestic purposes. Alongside the power and lighting applications, they equally install ICT and telecommunications, public street lighting, high medium and low voltage lines, control and energy management systems, access, fire and security control equipment, lightning protection systems, advertising and identification signs, emergency power generating systems and renewable energy systems. | business actor | resource ? | [15 empty] | X | [14 empty] | US | X
| Electricity-SP (El.-SP) |  |  |  | - | [5 empty] | 0 | [26 empty] | X |  |  | X | - |  | US
| Emerging Services |  |  |  | Service | Conceptual |  | Application | Service Provider |  | All the functions, services and innovations that have yet to be created. These will be instrumental in defining the Smart Grid of the future. |  | multiple | function/ service | [6 empty] | X | [22 empty] | US | X
| emissions control support service |  |  |  | Service | Conceptual |  | Automation Service | Bulk Generation |  | Provides a secure platform for authorized actors to manage energy sources based emissions targets | [18 empty] | X | [13 empty] | US
| emissions data support service |  |  |  | Service | Conceptual |  | Automation Service | Bulk Generation |  | provides a support platform for analysis of collected emissions data | [18 empty] | X | [13 empty] | US
| emissions data support service |  |  |  | Service | Conceptual |  | Automation Service | Bulk Generation |  | provides a support platform for analysis of collected emissions data | [18 empty] | X | [13 empty] | US
| emissions detector service |  |  |  | Service | Conceptual |  | Automation Service | Bulk Generation |  | use an apparatus to collect emissions data | [18 empty] | X | [13 empty] | US
| emissions detector service |  |  |  | Service | Conceptual |  | Automation Service | Bulk Generation |  | use an apparatus to collect emissions data | [18 empty] | X | [13 empty] | US
| Emissions Historian |  |  |  | Service | Conceptual |  | Automation Service | Operations |  | A mechanism to record outputs from sensors attached to emissions sources | [18 empty] | X | [13 empty] | US
| Emissions Monitor |  |  |  | Service | Conceptual |  | Automation Service | Operations |  | A sensor that monitors the emissions of a grid connected resource | [18 empty] | X | [13 empty] | US
| e-Mobility Service Provider (eMSP) |  |  |  | - | [5 empty] | 0 | [26 empty] | X |  |  | X | - |  | US
| End customer support service |  |  |  | Service | Conceptual |  | Automation Service | Market |  | Provide a support system to allow end customers to participate in the wholesale market | [18 empty] | X | [13 empty] | US
| End Device |  |  |  | Actor | Logical |  | Device | Customer |  | A physical end-use device that consumes or supplies electricity. | system actor | consumer/ producer | [9 empty] | X | [20 empty] | US | X
| End Use Measurement Device | CM: Electric Vehicle Meter |  |  | Actor | Logical |  | Device | Customer |  | Device which measures the energy consumed by a PEV. Used in order to allow rates specific to electric vehicles. Added name to correspond to device instead of the Service Provider | system actor | consumer | [7 empty] | X | [22 empty] | US | X
| End Use Measurement Device |  | EUMD | EUMD | Actor | Logical |  | Device | Customer |  | Device that measures and communicates the energy consumed by a Plug-in Electric Vehicle (PEV) and communicates the information to theEnergy Service Interface (ESI) | system actor | consumer |  |  | X |  |  |  |  | X | [22 empty] | US | X
| End-device communications |  |  |  | Service | Conceptual |  | Automation Service | Operations |  | Provide a mechanism ot communicate with end use equipment | [18 empty] | X | [13 empty] | US
| End-user communications |  |  |  | Service | Conceptual |  | Automation Service | Operations |  | provide a mechanism to communicate with end customers regardless of location | [18 empty] | X | [13 empty] | US
| End-user communications |  |  |  | Service | Conceptual |  | Automation Service | Operations |  | Provide a mechanism to communicate with registered load control participants | [18 empty] | X | [13 empty] | US
| Energy (eMobility) Service Operator |  |  |  | Role | [5 empty] | A party offering specific services for the charge management of electric vehicles. Services included in the EV Charging Energy (e-Mobility) Service. This role is at the interface of the mobility world, which includes the vehicle (including all associated domains with the electric world), and the energy supply (including all the associated domains). Such type of operator will ease the interface with customers, allowing a good optimization of the charge management to the user needs. An Energy (e-Mobility) Service Operator could offer, at the same time, charge reservation either on its own or through subscription to the Area Energy Service Operator. Additional information: an Energy (e-Mobility) Service Operator could be considered as an Aggregator for specific services linked to the charge management. One benefit of a Energy (e-Mobility) Service Operator offering EV Charging Energy (e-Mobility) Services is to offer, from customer point of view, only one interface for the service, regardless the location it will be provided. | [22 empty] | X | [8 empty] | AhG Charging | EU
| Energy Asset Aggregation |  |  |  | Service | Conceptual |  | Business Service | Customer |  | Manages a group of devices in the customer domain | [18 empty] | X | [13 empty] | US
| Energy B2B market |  |  |  | - | [5 empty] | The Energy B2B market is responsible for supplying electricity (and optionally e-pricing) | [29 empty] | X |  | 0 | EU
| Energy B2B market |  |  |  | - | [5 empty] | 0 | [26 empty] | X |  |  |  |  | Distribution Grid Management/Microgrid | EU
| Energy Contract Procurement Support |  |  |  | Service | Conceptual |  | Automation Service | Operations |  | supports operating in the market to handle exchanges of contracts for energy products | [18 empty] | X | [13 empty] | US
| Energy Cost Management |  |  |  | Service | Conceptual |  | Business Service | Customer |  | Provide a mechanism to meet cost of energy business goals. | [18 empty] | X | [13 empty] | US
| Energy Cost Management |  |  |  | Service | Conceptual |  | Business Service | Customer |  | Provide a mechanism to meet cost of energy business goals. | [18 empty] | X | [13 empty] | US
| Energy Data Storage |  |  |  | Service | Conceptual |  | Automation Service | Customer |  | A service that stores energy related data | [18 empty] | X | [13 empty] | US
| Energy Efficiency support service |  |  |  | Service | Conceptual |  | Automation Service | Market |  | Provides support for the creation of market products that support Energy Efficiency | [18 empty] | X | [13 empty] | US
| Energy Information Provider |  |  |  | Actor | Logical |  | Organizational Entity | Service Provider |  | A Business that provide energy supply or demand information to Customers or authorized Third Parties. |  | multiple | function/ service | [12 empty] | X | [16 empty] | US | X
| energy information services |  |  |  | Service | Conceptual |  | Business Service | Service Provider |  | energy information services that allow the customer to manage their loads | [18 empty] | X | [13 empty] | US
| Energy Management |  |  |  | Service | Conceptual |  | Business Service | Customer |  | Provide a mechanism to influence operation of devices to meet business energy-usage goals. | [18 empty] | X | [13 empty] | US
| Energy Management |  |  |  | Service | Conceptual |  | Business Service | Customer |  | Provide a mechanism to influence operation of devices to meet business energy-usage goals. | [18 empty] | X | [13 empty] | US
| Energy Management |  |  |  | Service | Conceptual |  | Business Service | Customer |  | Provide a mechanism to influence operation of devices to meet business energy-usage goals. | [18 empty] | X | [13 empty] | US
| Energy Management |  |  |  | Service | Conceptual |  | Automation Service | Customer |  | A service that provides energy management capabilities to devices | [18 empty] | X | [13 empty] | US
| Energy Management |  |  |  | Service | Conceptual |  | Automation Service | Customer |  | A service that provides energy management capabilities to devices | [18 empty] | X | [13 empty] | US
| Energy Management |  |  |  | Service | Conceptual |  | Automation Service | Customer |  | A service that provides energy management capabilities to devices | [18 empty] | X | [13 empty] | US
| Energy Management |  |  |  | Service | Conceptual |  | Automation Service | Service Provider |  | Collects energy information from customer premises equipment | [18 empty] | X | [13 empty] | US
| Energy Management Gateway |  |  |  | System | [5 empty] | An access point (functional entity) sending and receiving smart grid related information and commands between actor A and the CEM, letting the CEM decide how to process the events. The communication is often achieved through an internet connection of through a wireless connection. | [25 empty] | X | [5 empty] | GUC | EU
| Energy management gateway |  |  |  | - | [5 empty] | An access point (functional entity) sending and receiving smart grid related information and commands between actor A and the CEM, letting the CEM decide how to process the events. The communication is often achieved through an internet connection of through a wireless connection. This gateway may also provide services including protocol conversion, device management, security and service capabilities | [26 empty] | X |  |  |  |  | Smart Home/Commercial/Industrial/DR-Customer EMS | EU
| Energy management gateway |  |  |  | - | [5 empty] | An access point (functional entity) sending and receiving smart grid related information and commands between actor A and the CEM, letting the CEM decide how to process the events. The communication is often achieved through an internet connection of through a wireless connection. This gateway may also provide services including protocol conversion, device management, security and service capabilities | [26 empty] | X |  |  |  |  | Smart Home/Commercial/Industrial/DR-Customer EMS | EU
| Energy management gateway |  |  |  | - | [5 empty] | An access point (functional entity) sending and receiving smart grid related information and commands between actor A and the CEM, letting the CEM decide how to process the events. The communication is often achieved through an internet connection of through a wireless connection. This gateway may also provide services including protocol conversion, device management, security and service capabilities | [26 empty] | X |  |  |  |  | Smart Home/Commercial/Industrial/DR-Customer EMS | EU
| Energy Management LAN |  |  |  | System | [5 empty] | Virtual field bus in the smart home, mainly used for energy management functions | [26 empty] | X |  |  |  |  | DKE Repository | EU
| Energy Management System |  |  |  | System | [5 empty] | System which provides applications to monitor and control a transmission grid and the output of the connected power plants from a centralized location, typically the control center. A DMS typically has interfaces to other EMS | [31 empty] | SG3 | EU
| Energy Management System | RM: EMS | EMS | EMS | Service | Logical |  | Application | Operations |  | Energy Management System (EMS) is a system of computer-aided tools used by operators of electric utility grids to monitor, control, and optimize the performance of the generation and/or transmission system. EMS also provides Distribution Managment System (DMS) with transmission/generation-related objectives, constraints, and input data from other EMS applications. EMS also provides Distribution Automation (DA) with transmission/generation-related objectives, constraints, and input data. EMS system contains the transmission power system model, and can provide the transmission connectivity. | system actor | grid operator |  | X |  |  | X |  | X |  |  |  | X | [19 empty] | US | X
| Energy Management technical support |  |  |  | Service | Conceptual |  | Automation Service | Service Provider |  | Collects energy information from customer premises equipment | [18 empty] | X | [13 empty] | US
| Energy Manager |  |  |  | Application | [5 empty] | This gateway may also provide services including protocol conversion, device management, security and service capabilities | [26 empty] | X |  |  |  |  | DKE Repository | EU
| Energy Market Clearinghouse |  |  |  | Role | Conceptual |  | Organization | Market |  | Wholesale market for energy products provides high-level market signals for operations I(ndependent System Operators (RTO)/Regional Transmission Operators (RTO) and Utility Operations), generation, Distributed Generation (DG) and demand response (DR) programmes. | role | ? |  | X | X | X | [6 empty] | X | [19 empty] | US | X
| Energy Market Management System |  |  |  | System | [5 empty] | System which provides applications to manage all transactions and workflows necessary to implement an energy market | [31 empty] | SG3 | EU
| energy measurement |  |  |  | Service | Conceptual |  | Business Service | Operations |  | provide measurement of end-customer consumption | [18 empty] | X | [13 empty] | US
| Energy Measurement |  |  |  | Service | Conceptual |  | Automation Service | Customer |  | Metrology service | [18 empty] | X | [13 empty] | US
| Energy Monitoring |  |  |  | Service | Conceptual |  | Business Service | Customer |  | Provide a mechanism to monitor aspects of energy as required to meet business goals. | [18 empty] | X | [13 empty] | US
| Energy Monitoring |  |  |  | Service | Conceptual |  | Business Service | Customer |  | Provide a mechanism to monitor aspects of energy as required to meet business goals. | [18 empty] | X | [13 empty] | US
| Energy Monitoring |  |  |  | Service | Conceptual |  | Business Service | Customer |  | Provide a mechanism to monitor aspects of energy as required to meet business goals. | [18 empty] | X | [13 empty] | US
| Energy Monitoring |  |  |  | Service | Conceptual |  | Automation Service | Customer |  | A service that monitors Energy Characteristics. | [18 empty] | X | [13 empty] | US
| Energy Monitoring |  |  |  | Service | Conceptual |  | Automation Service | Customer |  | A service that monitors Energy Characteristics. | [18 empty] | X | [13 empty] | US
| Energy Monitoring |  |  |  | Service | Conceptual |  | Automation Service | Customer |  | A service that monitors Energy Characteristics. | [18 empty] | X | [13 empty] | US
| Energy Outage Detection |  |  |  | Service | Conceptual |  | Automation Service | Customer |  | A service that collects information about energy outages. | [18 empty] | X | [13 empty] | US
| Energy Price Notification |  |  |  | Service | Conceptual |  | Automation Service | Service Provider |  | Provides price signal to customer | [18 empty] | X | [13 empty] | US
| Energy Pricing Service |  |  |  | Service | Conceptual |  | Automation Service | Market |  | Creates prices for individual customers for specific time periods based on condition based market rules | [18 empty] | X | [13 empty] | US
| Energy Pricing Service |  |  |  | Service | Conceptual |  | Automation Service | Market |  | Creates prices for indivdual customers for specific time periods based on condition based market rules | [18 empty] | X | [13 empty] | US
| Energy Pricing Service |  |  |  | Service | Conceptual |  | Automation Service | Market |  | Creates prices for indivdual customers for specific time periods based on condition based market rules | [18 empty] | X | [13 empty] | US
| Energy Pricing Service |  |  |  | Service | Conceptual |  | Automation Service | Market |  | Creates prices for individual customers for specific time periods based on condition based market rules | [18 empty] | X | [13 empty] | US
| Energy Restoration |  |  |  | Service | Conceptual |  | Automation Service | Customer |  | A service that restores operation of the grid safely after a major energy outage. | [18 empty] | X | [13 empty] | US
| Energy Service Provider | E: Energy Service Company (ESCO) | ESI | ESI | Role | Conceptual |  | Organization | Service Provider | Enterprise | Provides retail electricity, natural gas, and clean energy options, along with energy efficiency products and services. | role | ? |  | X | X |  |  |  |  | X | X |  | X |  | X |  |  |  |  | x | [12 empty] | US | X
| Energy Service Provider, ESP |  |  |  | Role | [5 empty] | Organisation offering energy services to the consumer. | [27 empty] | X |  |  |  | SMCG | EU
| Energy Services Gateway | RM: Meter/HAN Gateway; NR: Home Area Network Gateway; CM: Home Gateway; | ESI | ESI | Actor | Logical |  | Device ? | Customer |  | Network communications application device which provides a communications capability between premise network domains and network domains esternal to the premise network domain e.g. a gateway. When the gateway service is applied to the communications gateway from the utility (or other energy service provider) to the customer (premise network), additional functionality maybe applied (aka. Energy Services Interface) site. Provides cyber security and coordinates functions that enable secure interactions between relevant Home Area Network (HAN) Devices, meters and the Utility/ESP. Permits applications such as remote load control, monitoring and control of distributed generation, in-home display of customer usage, reading of non-energy meters, and integration with building management systems. Provides auditing/logging functions that record transactions to and from Home Area Networking Devices. Can also act as a gateway. Also commonly referred to as a Home-Area Network Gateway, or Residential Gateway. | system actor | consumer |  | X | X |  |  |  |  | X | X |  | X |  | X | [17 empty] | US | X
| Energy Services Interface | NR: Energy Service Interface g/Gateway; IE: Energy Service Interface | ESI | ESI | Service | Logical |  | Application | Customer |  | Network communications application device which provides a gateway from the utility (or other energy service provider) to the customer site. Provides cyber security and coordinates functions that enable secure interactions between relevant Home Area Network (HAN) Devices, meters and the Utility/ESP. Permits applications such as remote load control, monitoring and control of distributed generation, in-home display of customer usage, reading of non-energy meters, and integration with building management systems. Provides auditing /logging functions that record transactions to and from Home Area Networking Devices. This services is also a specialized class of services potentially included in HAN gateways. Also commenly referred to as a Home-Area Network Gateway. |  |  | function/ service | X | X |  |  |  |  | X | X |  | X |  | X | [17 empty] | US | X
| Energy Services Interface (ESI) | [29 empty] | X | [11 empty] | Lvl 2 FDEMS |  |  | DER
| energy source control support service |  |  |  | Service | Conceptual |  | Automation Service | Bulk Generation |  | Provide a platform for the secure control of energy sources | [18 empty] | X | [13 empty] | US
| energy source control support service |  |  |  | Service | Conceptual |  | Automation Service | Bulk Generation |  | Provide a platform for the secure control of energy sources | [18 empty] | X | [13 empty] | US
| Energy source measurement aggregation service |  |  |  | Service | Conceptual |  | Automation Service | Bulk Generation |  | Provide a platform to aggregate the operational information from the energy sources | [18 empty] | X | [13 empty] | US
| energy source measurement service |  |  |  | Service | Conceptual |  | Automation Service | Bulk Generation |  | Provide an apparatus that measures the operational characteristics of energy sources | [18 empty] | X | [13 empty] | US
| energy source schedule support service |  |  |  | Service | Conceptual |  | Automation Service | Bulk Generation |  | Provide a platform to coordinate the schedules of energy sources attached to the grid to meet projected demand requirements | [18 empty] | X | [13 empty] | US
| Energy Storage Management | RM: Utility EMS; NR: Bulk Storage Management |  |  | Service | Logical |  | Application | Operations | Enterprise | A utility provided service to superviseor storage management on behalf of the customers. | [8 empty] | X |  |  |  | X | [19 empty] | US | X | 1
| Energy Supply Company | XX: Energy Supplier |  |  | Role | Logical |  | Organization | Distribution |  | A company that delivers electricity to end use customers. Examples include investor-owned, municipal utilities, private providers. | role | ? | [13 empty] | X | [16 empty] | US | X
| Energy Supply Configuration |  |  |  | Service | Conceptual |  | Automation Service | Customer |  | A service that changes Energy Supply Configuration. | [18 empty] | X | [13 empty] | US
| Energy Trading Application |  |  |  | System | [5 empty] | Application(s) which are used to trade energy in corresponding markets, supports the dispatch in the decision to buy, sell or to self-produce energy and also provides facilities to exchange the necessary information with the Energy Market Management Systems | [31 empty] | SG3 | EU
| Energy Usage reporting |  |  |  | Service | Conceptual |  | Automation Service | Service Provider |  | Provide energy usage information on behalf of the customer to authorized parties | [18 empty] | X | [13 empty] | US
| Enterprise Resource Planning (ERP) |  |  |  | System | [5 empty] | Enterprise Resource Planning (ERP) systems integrate internal and external management information across an entire organization, embracing finance/accounting, manufacturing, sales and service, customer relationship management, etc. (source: Wikipedia) | [31 empty] | SG3 | EU
| Environmental Authority |  |  |  | Role | Conceptual | Manager | Organization | Agency | Enterprise | A regulatory authority responsible for the development, reporting and enforcement of environmental activities. | role | ? | [9 empty] | X | [20 empty] | US | X
| Environmental Monitoring |  |  |  | Service | Conceptual |  | Business Service | Customer |  | Provide a mechanism to collect environmental data about the impact of energy supply sources in the system. | [18 empty] | X | [13 empty] | US
| Environmental Monitroing |  |  |  | Service | Conceptual |  | Automation Service | Customer |  | A service that obtains environmental monitoring data from a variety of sources | [18 empty] | X | [13 empty] | US
| Environmental Monitroing |  |  |  | Service | Conceptual |  | Automation Service | Customer |  | A service that obtains environmental monitoring data from a variety of sources | [18 empty] | X | [13 empty] | US
| Environmental Monitroing |  |  |  | Service | Conceptual |  | Automation Service | Cross-cutting |  | A service which monitors the domain environment | [18 empty] | X | [13 empty] | US
| EPS switch | [9 empty] | Switch within an EPS | [19 empty] | X | [11 empty] | Lvl 0 EPS |  |  | DER
| Equipment capacity simulator |  |  |  | Service | Conceptual |  | Automation Service | Transmission |  | utilizes equipment engineering design, Operational Historian and current equipment state to simulate safe operating limits and remaining capacity | [18 empty] | X | [13 empty] | US
| Equipment capacity simulator |  |  |  | Service | Conceptual |  | Automation Service | Transmission |  | utilizes equipment engineering design, Operational Historian and current equipment state to simulate safe operating limits and remaining capacity | [18 empty] | X | [13 empty] | US
| Equipment detection agent |  |  |  | Service | Conceptual |  | Automation Service | Operations |  | Mechanism to provide control signals to grid attached equipment that keeps the equipment operating within the desired performance band | [18 empty] | X | [13 empty] | US
| Equipment life cycle forecaster |  |  |  | Service | Conceptual |  | Automation Service | Transmission |  | provide the ability to forecast the remaining life of a managed device based on projected operational characteristics | [18 empty] | X | [13 empty] | US
| equipment load forecaster |  |  |  | Service | Conceptual |  | Automation Service | Transmission |  | Provides a forecast of equipment loading based on historical data | [18 empty] | X | [13 empty] | US
| equipment monitor |  |  |  | Service | Conceptual |  | Automation Service | Transmission |  | process that monitors and reports field equipment status/alerts | [18 empty] | X | [13 empty] | US
| equipment monitor |  |  |  | Service | Conceptual |  | Automation Service | Transmission |  | process that monitors and reports field equipment status/alerts | [18 empty] | X | [13 empty] | US
| equipment monitor |  |  |  | Service | Conceptual |  | Automation Service | Transmission |  | process that monitors and reports field equipment status/alerts | [18 empty] | X | [13 empty] | US
| equipment monitor |  |  |  | Service | Conceptual |  | Automation Service | Transmission |  | process that monitors and reports sheddable equipment status/alerts | [18 empty] | X | [13 empty] | US
| Equipment monitor |  |  |  | Service | Conceptual |  | Automation Service | Operations |  | provide a mechanism to communicate with attached devices to determine operational capabilities | [18 empty] | X | [13 empty] | US
| Equipment monitor |  |  |  | Service | Conceptual |  | Automation Service | Operations |  | mechanism that maintains equipment status | [18 empty] | X | [13 empty] | US
| Equipment monitor |  |  |  | Service | Conceptual |  | Automation Service | Operations |  | provide a mechanism to communicate with attached devices to determine operational capabilities | [18 empty] | X | [13 empty] | US
| Equipment monitor |  |  |  | Service | Conceptual |  | Automation Service | Operations |  | provide a mechanism to communicate with attached devices to determine operational capabilities | [18 empty] | X | [13 empty] | US
| Equipment monitor |  |  |  | Service | Conceptual |  | Automation Service | Operations |  | provide a mechanism to communicate with attached devices | [18 empty] | X | [13 empty] | US
| Equipment monitor |  |  |  | Service | Conceptual |  | Automation Service | Operations |  | provide a mechanism to communicate with attached devices | [18 empty] | X | [13 empty] | US
| equipment status collector |  |  |  | Service | Conceptual |  | Automation Service | Bulk Generation |  | provides a hub were equipment status information is housed for authorized actors | [18 empty] | X | [13 empty] | US
| equipment status detector |  |  |  | Service | Conceptual |  | Automation Service | Bulk Generation |  | provides an apparatus that can be deployed into the grid to detect operational characteristics of grid attached devices | [18 empty] | X | [13 empty] | US
| Equipment Testing |  |  |  | Service | Conceptual |  | Business Service | Cross-cutting |  | This service tests equipment prior to use within the smart grid | [18 empty] | X | [13 empty] | US
| ESCO Energy Services Company |  |  |  | - | [5 empty] | - | [29 empty] | X | - |  | US
| EV Pricing Program | [9 empty] | Special pricing for charging EVs | [19 empty] | X | [11 empty] | Lvl 5 Trans. And Market |  |  | DER
| Event analyzer |  |  |  | Service | Conceptual |  | Automation Service | Distribution |  | Provides a root cause analysis of events within the distribution grid within the appropriate timeframe | [18 empty] | X | [13 empty] | US
| Event analyzer |  |  |  | Service | Conceptual |  | Automation Service | Distribution |  | Provides a near real-time root cause analysis of events within the distribution grid. | [18 empty] | X | [13 empty] | US
| Event analyzer |  |  |  | Service | Conceptual |  | Automation Service | Distribution |  | Provides a root cause analysis of events within the distribution grid within acceptable timeframes | [18 empty] | X | [13 empty] | US
| Event detector |  |  |  | Service | Conceptual |  | Automation Service | Distribution |  | Provides a view of the distribution grid operational state within the appropriate timeframe. | [18 empty] | X | [13 empty] | US
| Event detector |  |  |  | Service | Conceptual |  | Automation Service | Distribution |  | Provides a near real-time view of the distribution grid operational state conditions. | [18 empty] | X | [13 empty] | US
| Event detector |  |  |  | Service | Conceptual |  | Automation Service | Distribution |  | Provides a view of the distribution grid operational state within acceptable operational timeframes | [18 empty] | X | [13 empty] | US
| Event forecasting service |  |  |  | Service | Conceptual |  | Automation Service | Market |  | Provides analytics support to project future issues based on historical information | [18 empty] | X | [13 empty] | US
| Event Management |  |  |  | Service | Conceptual |  | Automation Service | Service Provider |  | Provides the management of events | [18 empty] | X | [13 empty] | US
| Event Management |  |  |  | Service | Conceptual |  | Automation Service | Service Provider |  | Provides the management of events | [18 empty] | X | [13 empty] | US
| Event resolution |  |  |  | Service | Conceptual |  | Automation Service | Distribution |  | Execution of the root cause analysis results from events within the distribution grid within the appropriate timeframe | [18 empty] | X | [13 empty] | US
| Event resolution |  |  |  | Service | Conceptual |  | Automation Service | Distribution |  | Execution of the near real-time root cause analysis results from events within the distribution grid. | [18 empty] | X | [13 empty] | US
| Event resolution |  |  |  | Service | Conceptual |  | Automation Service | Distribution |  | Execution of the root cause analysis results from events within the distribution grid within acceptable timeframes | [18 empty] | X | [13 empty] | US
| EVSE |  |  |  | - | [5 empty] | - | [26 empty] | X |  |  | X |  | - | EU |  | p
| exchange network models |  |  |  | Service | Conceptual |  | Business Service | Market |  | Provide a mechanism to exchange network models between entities | [18 empty] | X | [13 empty] | US
| Explicit Control Response |  |  |  | Service | Conceptual |  | Automation Service | Customer |  | A service that responds to external control | [18 empty] | X | [13 empty] | US
| Extension Planning |  |  |  | Role | Logical |  | Organization | Operations |  | Network Extension planning actors develop long term plans for power system reliability, monitor the cost, performance and schedule of construction, and define projects to extend the network such as new lines, feeders or switchgear. | business actor | grid operator | or function/ service | [6 empty] | X | [22 empty] | US | X
| facilitate market maker |  |  |  | Service | Conceptual |  | Business Service | Market |  | Actively encourage the emergence of a market maker in new markets | [18 empty] | X | [13 empty] | US
| facilitate trades |  |  |  | Service | Conceptual |  | Business Service | Market |  | Facilitate bi-lateral trades between parties | [18 empty] | X | [13 empty] | US
| Facility | EU: Buildings |  |  | Role | Conceptual |  | Facility | Cross Cutting |  | Something such as a building or large piece of equipment that is built for a specific purpose. In the NAESB context this is "The location at which connection to the distribution (or transmission) system is made." This is an abstract superclass role is used to describe a cluster of subclasses | [11 empty] | X |  |  |  |  | X | [15 empty] | US | X | 1
| Facility DER EMS (FDEMS) | [29 empty] | X | [11 empty] | Lvl 2 FDEMS |  |  | DER
| Facility Energy Management System/Gateway |  |  |  | Role | Logical |  | Device | Customer |  | A logical or physical device typically located at the customer facility which combines communication gateway and energy management functions. | [7 empty] | X | [24 empty] | US | X | p
| Facility Local Area Network (Facility LAN) | [29 empty] | X | [11 empty] | Lvl 2 FDEMS |  |  | DER
| Facility Manager | E: 1) Landlord, 2) HomeOwner, 3) Operations Manager; CM: Building Manager |  |  | Role | Conceptual |  | Organizational Entity | Customer |  | RolePerson responsible for the maintenance and operation of the facility. In the Residential market, this is the home owner, landlord, or building superintendent. | [9 empty] | X | [5 empty] | X | [16 empty] | US | X | p
| Fast Simulation Modelling (FSM) |  |  |  | Service | Conceptual |  | Automation Service | Transmission |  | Ability to react to conditions based upon situational awareness | [18 empty] | X | [13 empty] | US
| Fast Simulation Modelling (FSM) |  |  |  | Service | Conceptual |  | Automation Service | Transmission |  | ability to react to conditions based upon situational awareness | [18 empty] | X | [13 empty] | US
| Fault isolation |  |  |  | Service | Conceptual |  | Automation Service | Transmission |  | Execution of the fault isolation actions. | [18 empty] | X | [13 empty] | US
| Fault isolation |  |  |  | Service | Conceptual |  | Automation Service | Distribution |  | Execution of the fault isolation actions. | [18 empty] | X | [13 empty] | US
| Fault Isolation: |  |  |  | Service | Conceptual |  | Business Service | Distribution |  | This service manages the isolation of faults to minimize damage to utility and customer equipment. | [18 empty] | X | [13 empty] | US
| Fault Level Analysis |  |  |  | Service | Conceptual |  | Business Service | Distribution |  | This service manages Fault Level Analysis on distribution systems | [18 empty] | X | [13 empty] | US
| Fault level analyzer |  |  |  | Service | Conceptual |  | Automation Service | Transmission |  | Performs fault analysis for identification of fault conditions. | [18 empty] | X | [13 empty] | US
| Fault level analyzer |  |  |  | Service | Conceptual |  | Automation Service | Distribution |  | Performs fault analysis for identification of fault conditions. | [18 empty] | X | [13 empty] | US
| Fault level analyzer |  |  |  | Service | Conceptual |  | Automation Service | Distribution |  | Performs fault analysis for identification of fault conditions. | [18 empty] | X | [13 empty] | US
| Fault level analyzer |  |  |  | Service | Conceptual |  | Automation Service | Distribution |  | Performs fault analysis for identification of fault conditions. | [18 empty] | X | [13 empty] | US
| Fault level analyzer |  |  |  | Service | Conceptual |  | Automation Service | Distribution |  | Performs fault analysis for identification of fault conditions. | [18 empty] | X | [13 empty] | US
| Fault level detector |  |  |  | Service | Conceptual |  | Automation Service | Transmission |  | Detects fault conditions on distribution circuits. | [18 empty] | X | [13 empty] | US
| Fault level detector |  |  |  | Service | Conceptual |  | Automation Service | Distribution |  | Detects fault conditions on distribution circuits. | [18 empty] | X | [13 empty] | US
| Fault level detector |  |  |  | Service | Conceptual |  | Automation Service | Distribution |  | Detects fault conditions on distribution circuits. | [18 empty] | X | [13 empty] | US
| Fault level detector |  |  |  | Service | Conceptual |  | Automation Service | Distribution |  | Detects fault conditions on distribution circuits. | [18 empty] | X | [13 empty] | US
| Fault level detector |  |  |  | Service | Conceptual |  | Automation Service | Distribution |  | Detects fault conditions on distribution circuits. | [18 empty] | X | [13 empty] | US
| Field Actuators |  |  |  | System | [5 empty] | Primary equipment switches, which are located along the grid lines, realize control actions from the control facility on the Grid. They can be manually operated or remotely operated | [25 empty] | X | [5 empty] | GUC | EU
| Field Actuators |  |  |  | System | [5 empty] | - | [26 empty] | X |  |  |  |  | Bulk Generation | EU
| Field Area Network (FAN) | IE: Feeder Network |  |  | Service | Logical |  | Facility | Distribution |  | The FAN connects distribution substations, field devices and Microgrids and Distributed Generation (including utility Bulk Storage) to the Grid Operations Core Network either directly or through a WAN or Backhaul facility. | [14 empty] | X | [17 empty] | US | X
| Field crew |  |  |  | Person | [5 empty] | actor on the field | [29 empty] | X |  | 0 | EU
| Field Crew Tools | : WorkforceTool |  |  | Actor | Logical |  | Application | Operations |  | A field engineering and maintenance tool set that includes any mobile computing and hand-held devices. | system actor | grid operator |  | X | [7 empty] | X | X | [19 empty] | US | X
| Field Equipment Calibration |  |  |  | Service | Conceptual |  | Business Service | Cross-cutting |  | This service manages the calibration of field equipment providing data for Smart Grid operations | [18 empty] | X | [13 empty] | US
| Field Equipment Upgade Management: |  |  |  | Service | Conceptual |  | Business Service | Distribution |  | This service manages lifecycle of field equipment | [18 empty] | X | [13 empty] | US
| Field Force Management System |  |  |  | System | [5 empty] | Applications helping to manage Field Force | [31 empty] | SG3 | EU
| Field recording (MC-FRD) |  |  |  | Application | [5 empty] | Field recording is often accomplished through hand held devices which allow field personnel to view and enter information relevant to the work they are performing in the field. For example, line crews and servicemen can access their respective district maps, do searches by pole number, substation, transformer number, switch numbers, and feeder names | [24 empty] | X | [6 empty] | 61968-IRM | EU
| Field Sensing Devices |  |  |  | System | [5 empty] | Devices, which are spread on the Grid lines, continuously report current dynamic status such as voltage, current, frequency and so on. | [29 empty] | X |  | 0 | EU
| Field Sensing Devices |  |  |  | System | [5 empty] | 0 | [26 empty] | X |  |  |  |  | Bulk Generation | EU
| Field work management: |  |  |  | Service | Conceptual |  | Business Service | Distribution |  | This service manages the dispatch of work crews authorized for servicing field equipment | [18 empty] | X | [13 empty] | US
| Field work management: |  |  |  | Service | Conceptual |  | Business Service | Distribution |  | This service manages the dispatch of work crews authorized for servicing field equipment | [18 empty] | X | [13 empty] | US
| Financial |  |  |  | Role | Conceptual |  | Organization | Operations |  | Financial rolesactors measure performance across the whole organization, including the evaluation of investments in capital projects, maintenance, or operations. They track risk, benefits, costs and impact on levels of service. | [9 empty] | X | [22 empty] | US | X
| Financial (FIN) |  |  |  | Application | [5 empty] | Financial actors measure performance across the whole organization, including the evaluation of investments in capital projects, maintenance, or operations. They track risk, benefits, costs and impact on levels of service. | [23 empty] | X | [7 empty] | 61968-IRM | EU
| Financial Manager |  |  |  | Role | Conceptual |  | Organizational Entity | Customer |  | Person that is responsible for cost accounting and developing financial strategies for an industrial or commercial business. | [15 empty] | X | [16 empty] | US | X
| Financial Sector Undertakings |  |  |  | Role Service | Conceptual |  | Organization | X-Domain |  | Provide capital to other actors or invest themselves into the projects within the electricity supply chain (grid, generation, e&c). | [16 empty] | X | [15 empty] | US
| Firewall Policy Enforcement |  |  |  | Service | Conceptual |  | Business Service | Cross-cutting |  | This service manages firewall policy enforcement | [18 empty] | X | [13 empty] | US
| Fleet Operator |  |  |  | Role | [5 empty] | A party that operates fleets of vehicles (mix of internal combustion engine vehicles and electric ones). The fleet operators could manage their activities in various ways: in private area such as airport fleets or in open market, like car sharing or more conventional car rental. A Fleet Operator could subscribe to different services, like parking services, mobility services and electricity charging services to an Area Energy Service Operator or Energy (e-Mobility) Service Operator.Additional information: a Fleet Operator could be considered as an Aggregator for specific mobility needs, could sometimes predict the energy demand for the mobility of its fleet and therefore aggregate it. He is responsible for the economical optimization between charge management and mobility. | [22 empty] | X | [8 empty] | AhG Charging | EU
| Flexibility Operator (FO) |  |  |  | Role | [5 empty] | generic role which links the role customer and its possibility to provide flexibilities to the roles market and grid; generic role that could be taken by many stakeholders, such as a DSO company, an Energy Service Company (ESCO) or an energy supplier | [17 empty] | X | [13 empty] | WGSP | EU
| Flexible Load |  |  |  | - | [5 empty] | Load that can be modulated | [25 empty] | X | [5 empty] | CUG | EU
| Flexible Load |  |  |  | - | [5 empty] | Load that can be modulated | [26 empty] | X |  |  |  |  | Distribution Grid Management/Microgrid | EU
| FLISR |  |  |  | - | [5 empty] | Fault location, isolation and system restoration (FLIR) | [29 empty] | X |  | - | EU
| forcast supply resources |  |  |  | Service | Conceptual |  | Business Service | Operations |  | provide forecasts of supply resources | [18 empty] | X | [13 empty] | US
| forecast demand |  |  |  | Service | Conceptual |  | Business Service | Service Provider |  | determine protocols for forcasting demand | [18 empty] | X | [13 empty] | US
| forecast equipment life |  |  |  | Service | Conceptual |  | Business Service | Transmission |  | using the information gathered in monitor equipment determine the remaining life of electrical components installed in the grid | [18 empty] | X | [13 empty] | US
| forecast equipment loading |  |  |  | Service | Conceptual |  | Business Service | Transmission |  | maintain equipment specific future load profiles | [18 empty] | X | [13 empty] | US
| forecast intermittent generation |  |  |  | Service | Conceptual |  | Business Service | Market |  | provide intermittent generation forecasts for various timescales as needed for grid management | [18 empty] | X | [13 empty] | US
| forecast resources |  |  |  | Service | Conceptual |  | Business Service | Operations |  | provide forecasts of system resources | [18 empty] | X | [13 empty] | US
| Forecast weather impacts |  |  |  | Service | Conceptual |  | Business Service | Operations |  | Forecast the potential impact of weather events on the grid assets | [18 empty] | X | [13 empty] | US
| Forecasting support service |  |  |  | Service | Conceptual |  | Automation Service | Market |  | Provide support services for forecasting analytics in the market area | [18 empty] | X | [13 empty] | US
| forecasting support service |  |  |  | Service | Conceptual |  | Automation Service | Market |  | Provide support services for short term forecasting | [18 empty] | X | [13 empty] | US
| Forecasting support service |  |  |  | Service | Conceptual |  | Automation Service | Market |  | Provide support services for forecasting analytics in the market area | [18 empty] | X | [13 empty] | US
| Forecasting support service |  |  |  | Service | Conceptual |  | Automation Service | Market |  | Provide support services for forecasting analytics in the market area | [18 empty] | X | [13 empty] | US
| Frequency detection |  |  |  | Service | Conceptual |  | Automation Service | Transmission |  | Monitor frequency across system | [18 empty] | X | [13 empty] | US
| Frequency detection |  |  |  | Service | Conceptual |  | Automation Service | Transmission |  | Monitor frequency across system | [18 empty] | X | [13 empty] | US
| Frequency detection |  |  |  | Service | Conceptual |  | Automation Service | Operations |  | Monitor energy frequency across system | [18 empty] | X | [13 empty] | US
| Frequency management support |  |  |  | Service | Conceptual |  | Automation Service | Operations |  | Provides a mechanism to manage the overall grid frequency within established limits | [18 empty] | X | [13 empty] | US
| Fuel cell | [29 empty] | X | [11 empty] | Lcl 1 DER |  |  | DER
| Functions, objects or data classified as Actors in references which may not be Actors | [42 empty] | US
yes | Gas | This is an SOA Element, not an actor or role. |  |  | Actor | Logical |  | Device | Generation |  | Power source provided by gas turbines. Typically used as "peaker" to satisfy peak load requirements. These plants are closer to the distribution load, in areas with constraint or high load profiles. | [9 empty] | X | [22 empty] | US | X
| Gas Meter | NR: Water/Gas Metering |  |  | Actor | Logical |  | Device | Cross Cutting | Field Monitoring | A device that is either used for revenue grade at the pPoint of sSale measuring or facility grade device used for the transfer of gas, product and measuring usage and possibly control from one domain/system to another | [12 empty] | X | [19 empty] | US | X
| Gas turbine | [29 empty] | X | [11 empty] | Lcl 1 DER |  |  | DER
| Gateway | RM: Facility EMS/Gateway, CM: Building Gateway |  |  | Service | Conceptual |  | Application | Customer |  | The function of translating two or more dissimilar protocols. This role is often fufilled by a communications device (such as a router) used to send messages to devices and sub-systems in a building or structure or from one network domain to another. |  |  | function/ service |  |  |  |  | X |  | X | [22 empty] | US | X
| Generation | IE: Grid Scale Energy Resource (Section 6)/Bulk generatioon (Section 7); CM: Building Automation (System) Gateway |  |  | Role | Conceptual |  | Facility | Generation |  | Conventional or renewable generation connected to the transmission grid (69kV and up). Is 69kV really a requirement? This should include all generation types DER and bulk. Creating electricity. | role | producer | [12 empty] | X | [17 empty] | US | X | 1
| Generation Asset Management |  |  |  | Service | Logical |  | Application | Generation |  | Performed by roles actors to determine equipment maintenance schedules, calculate the life expectancy of the device. They also record equipment operations and maintenance history for future operational and engineering decisions. | [9 empty] | X | [22 empty] | US | X | 1
| Generation forecasting |  |  |  | Service | Conceptual |  | Automation Service | Operations |  | Provide a mechanism to forecast capacity of grid connected resources based on estabilished parameters | [18 empty] | X | [13 empty] | US
| Generation Measure |  |  |  | Role | Conceptual | Measure | Application | Generation | Process | Performed by roles actors that provide visibility into the flow of power and the condition of the systems in the field. In the future measurement might be found in built into meters, transformers, feeders, switches and other devices in the grid. | [9 empty] | X | [22 empty] | US | X
| Generation Operation/Control | CM: Generation.Control |  |  | Service | Conceptual |  | Application | Generation |  | Performed by roles actors that permit Operations to manage generation assets in maintaining the flow of power and reliability of the system. Generation dispatch is based upon reliablity with economic dispatch. | [9 empty] | X | [22 empty] | US | X
| Generation Protection |  |  |  | Service | Conceptual |  | Application | Generation |  | Performed by rolesActors that react rapidly to faults and other events in the system that might cause power outages, brownouts, or the destruction of equipment. Performed to maintain high levels of reliability and power quality. May work locally or on a wide scale. | [9 empty] | X | [22 empty] | US | X
| Generation Record |  |  |  | Role | Conceptual |  | Application | Generation |  | Performed by actors that permit other domains to review what has happened on the grid for financial, engineering, operational, and forecasting purposes. | [9 empty] | X | [22 empty] | US | X
| Generation scheduler |  |  |  | Service | Conceptual |  | Automation Service | Operations |  | Provide a mechanism to support the scheduling of generation based on agreed parameters | [18 empty] | X | [13 empty] | US
| Generation Stabilize and Optimize |  |  |  | Service | Logical |  | Application | Generation |  | Performed by rolesactors that ensure the network is operating with the appropriate tolerances across the system. They may gather information to make control decisions that ensure reliable and proper operations (stability) or more efficient operations (optimization). Measurement and control form a feedback loop that allows grid operators to stabilize the flow of energy across the electric network or safely increase the load on a transmission path. | [9 empty] | X | [22 empty] | US | X
| Generation Substation |  |  |  | Actor | Logical |  | Facility | Generation |  | Centralized facility that steps-up voltage to transmission level. Usually located adjacent to the generation faciltiy. | [14 empty] | X | [17 empty] | US | X
| Generator |  |  |  | Role | [5 empty] | Generating electricity, contributing actively to voltage and reactive power control, required to provide the relevant data (information on outages, forecast, actual production) to the energy marketplace (see also the Articles 2.1 and 2.2 of the Directive). | [28 empty] | X |  |  | EG3 | EU
| Generator |  |  |  | Role | [5 empty] | Generating electricity, contributing actively to voltage and reactive power control, required to provide the relevant data (information on outages, forecast, actual production) to the energy marketplace (see also the Articles 2.1 and 2.2 of the Directive). | [26 empty] | X |  |  |  |  | Distribution Grid Management/Microgrid | EU
| Generator |  |  |  | Role | [5 empty] | Generating electricity, contributing actively to voltage and reactive power control, required to provide the relevant data (information on outages, forecast, actual production) to the energy marketplace (see also the Articles 2.1 and 2.2 of the Directive). | [26 empty] | X |  |  |  |  | Smart Home/Commercial/Industrial/DR-Customer EMS | EU
| Geographic Information System |  | GIS | GIS | Service | Logical |  | Application | Operations |  | GIS formerly known as Automated Mapping/Facilities Management (AM/FM) contains the geographical information of the distribution power system circuit connectivity, as well as the parameters describing the power system facilities. Conceptually, the GIS' repository contains the transmission connectivity, ownerships and relevant customer-premises data. Repository of distribution system assets, their relationships (connectivity), ownerships, and activities. |  |  |  | X |  | X | [6 empty] | X | [19 empty] | US | X | p
| Geographic Information System |  |  |  | System | [5 empty] | Geographic Information System is a system designed to capture, store, manipulate, analyze, manage, and present all types of geographical data. In the simplest terms, GIS is the merging of cartography, statistical analysis, and database technology. | [31 empty] | SG3 | EU |  | p
| Geographic Information System (GIS) | [29 empty] | X | [11 empty] | Lvl 4 DSO |  |  | DER
| Geographical inventory(AMGINV) |  |  |  | Application | [5 empty] | Management of geospatial data, typically by utilizing computer graphics technology to enter, store, and update graphic and non-graphic information. Geographic depictions and related non-graphic data elements for each entity are typically stored in some form of a data store. The graphic representations are referenced using a coordinate system that relates to locations on the surface of the earth. Information in the data store can be queried and displayed based upon either the graphic or non-graphic attributes of the entities. | [23 empty] | X | [7 empty] | 61968-IRM | EU
yes | Geothermal | This is an SOA Element, not an actor or role. |  |  | Actor | Logical |  | Facility | Generation |  | Power plants using geothermal steam for their turbines. These facilitities are located on seismically active areas with hydrothermic reservoirs. | [9 empty] | X |  |  |  |  | X | [17 empty] | US | X
| GIS Operator |  |  |  | Actor | Logical |  | Organizational Entity | Operations |  | Operator of the Geographic Information System | [17 empty] | X | [14 empty] | US | X
| GIS Operator |  |  |  | Person | [5 empty] | Operator of the Geographical Information System | [29 empty] | X |  | 0 | EU
| Green House Gas support services |  |  |  | Service | Conceptual |  | Automation Service | Market |  | Provides support for the creation of products that support the management of green house gases | [18 empty] | X | [13 empty] | US
| Grid |  |  |  | System | [5 empty] | Bulk power systems including power generation, transmission, and MV distribution | [25 empty] | X | [5 empty] | GUC | EU
| Grid |  |  |  | System | [5 empty] | Power Distribution system | [29 empty] | X |  | - | EU
| Grid |  |  |  | System | [5 empty] | - | [26 empty] | X |  |  |  |  | Bulk Generation | EU
| Grid |  |  |  | System | [5 empty] | - | [26 empty] | X |  |  | X | - |  | US
| Grid Access Provider |  |  |  | Role | Conceptual |  | Organizational Entity | Operations |  | A party responsible for providing access to the grid through a local metering point and its use for energy consumption or production to the party connected to the grid. | [17 empty] | X | [14 empty] | US | X
| Grid Access Provider |  |  |  | Role | [5 empty] | A party responsible for providing access to the grid through a local metering point and its use for energy consumption or production to the party connected to the grid. | [21 empty] | X | [9 empty] | ENTSO-E Role model | EU
| Grid Communications Network Providers |  |  |  | Service | Conceptual |  | Organization | Operations |  | They plan, build and maintain the communications systems that enable the data communication required to maintain grid stability, load balancing and fault protection systems. They also ensure compliance with the agreed service levels (Service Level Agreements including quality of service, data security and privacy) and compliance with any national and/or international regulations as necessary. | [16 empty] | X | [15 empty] | US | X
| Grid communications network providers |  |  |  | Role | [5 empty] | Plan, build and maintain the communications systems that enable the data communication required to maintain grid stability, load balancing and fault protection systems by a TSO or DSO. This function is mostly executed by the TSO or the DSO, or may be performed by an independent actor but the overall responsibility and ownership of information remains with TSO and DSO.4 Grid communications network provider ensures compliance with the agreed service levels (Service Level Agreements including quality of service, data security and privacy) and compliance with any national and/or international regulations as necessary; | [28 empty] | X |  |  | EG3 | EU
| Grid Condition Indicator |  |  |  | Service | Conceptual |  | Business Service | Market |  | Provide a location-based dynamic metric that illustrates the desired change in energy consumption. | [18 empty] | X | [13 empty] | US
| Grid Condition Indicator |  |  |  | Service | Conceptual |  | Business Service | Operations |  | Provides a geographic specific indicator of the grid condition | [18 empty] | X | [13 empty] | US
| Grid Health Support |  |  |  | Service | Conceptual |  | Automation Service | Operations |  | Provide a mechanism to maintain the health of the grid to resist outages | [18 empty] | X | [13 empty] | US
| Grid Monitoring |  |  |  | Generic Role | [32 empty] | X |  |  | X | - |  | US
| Grid Operations | RM: Distribution Management; IE: Distribution Operation and Control |  |  | Service | Conceptual |  | Organization | Operations |  | Grid operations manage and controls all utility assets, services and processes in "real-time" for the distribution of electricity (and gas and water) to and from customers and may serve customers who do not choose direct access. | [7 empty] | X | [6 empty] | X | [17 empty] | US | X
| Grid Operations Core Network | IE: Utility Control/Operations/Enterprise LAN |  |  | Role | Logical |  | Facility | Operations |  | Local Area Networtk (LAN) infrastructure concentrating all operational networks. This includes grid operations management and control communications (eg: Field Area Networks (FANs), Substation Area Networks), as well as external party interfaces (eg: Market, Service Providers) | [14 empty] | X | [17 empty] | US | X
| Grid Operations Support |  |  |  | Service | Conceptual |  | Automation Service | Operations |  | Provides a mechanism to support overall operations of the grid | [18 empty] | X | [13 empty] | US
| Grid Operator |  |  |  | Role | [5 empty] | A party that operates one or more grids. | [21 empty] | X | [9 empty] | ENTSO-E Role model | EU
| Group Management |  |  |  | Service | Conceptual |  | Automation Service | Customer |  | A service that manages entity groupings | [18 empty] | X | [13 empty] | US
| Head End System (HES) |  |  |  | System | [5 empty] | Central Data System collecting data via the AMI of various meters in its service area. It communicates via a WAN directly to the meters and/or to the NNAP of LNAP. | [27 empty] | X |  |  |  | SMCG | EU
| Health Monitoring |  |  |  | Service | Conceptual |  | Business Service | Customer |  | Provide a mechansim to check device health | [18 empty] | X | [13 empty] | US
| HES |  |  |  | - | [5 empty] | Responsible for acquiring the reads from meters and/or from data concentrators Delivers the raw meter reads to MDM Repeats the reading for any missing reads Is the short-term interim data storage (1-3 months) for meter reads Pushes the event information upwards to MDM Supports the specific protocols of the concentrators and meters Contains some topology information and aggregation functionality for plug &br/>play solutions | [26 empty] | X |  |  |  |  | Smart Home/Commercial/Industrial/DR-Customer EMS | EU
| HES |  |  |  | - | [5 empty] | Responsible for acquiring the reads from meters and/or from data concentrators Delivers the raw meter reads to MDM Repeats the reading for any missing reads Is the short-term interim data storage (1-3 months) for meter reads Pushes the event information upwards to MDM Supports the specific protocols of the concentrators and meters Contains some topology information and aggregation functionality for plug &br/>play solutions | [26 empty] | X |  |  |  |  | Smart Home/Commercial/Industrial/DR-Customer EMS | EU
| HES |  |  |  | - | [5 empty] | Responsible for acquiring the reads from meters and/or from data concentrators Delivers the raw meter reads to MDM Repeats the reading for any missing reads Is the short-term interim data storage (1-3 months) for meter reads Pushes the event information upwards to MDM Supports the specific protocols of the concentrators and meters Contains some topology information and aggregation functionality for plug &br/>play solutions | [26 empty] | X |  |  |  |  | Smart Home/Commercial/Industrial/DR-Customer EMS | EU
| HES operator (A) |  |  |  | generic role | [5 empty] | External actor interacting with the system functions and components via the HES Head End System (Metering) | [27 empty] | X |  |  |  | SMCG | EU
| Home Appliance vendors |  |  |  | Role | Conceptual | Role | Organization | Customer | Enterprise | Home appliance manufacturers. Of special interest for Smart Grid is the inclusion of intelligent communicating appliances which can participate in Demand/Response situations and be monitored/controlled remotely | [16 empty] | X | [15 empty] | US | X
| Home automation end device |  |  |  | System | [5 empty] | Device providing additional functionalities enabling consumers to interact with their own environment. | [27 empty] | X |  |  |  | SMCG | EU
| Home Automation Operator |  |  |  | Role | Physical |  | Person | Customer |  | External role actor interacting directly with the home automation end device. | [17 empty] | X | [14 empty] | US | X
| Home Automation Operator (D) |  |  |  | generic role | [5 empty] | External actor interacting directly with the home automation end device. | [27 empty] | X |  |  |  | SMCG | EU
| Home customer |  |  |  | Role | [5 empty] | A residential consumer of electricity (including also agriculture users) may also be involved in contract-based Demand/Response. | [27 empty] | X |  |  |  | SMCG | EU
| Home Management |  |  |  | Service | Logical |  | Application | Service Provider |  | Service that monitors and controls home energy and potentially responds to signals while minimizing impact on home occupants. | [9 empty] | X | [22 empty] | US | X
| Human Resources |  |  |  | Role | Conceptual |  | Organizational Entity | Operations |  | Human Resources (HR) roles actors manage personnel information and activities including safety, training, benefits, performance, review, compensation, recruiting, sceduling, training/employee job-ratings and expenses. HR also determines overtime scheduling and job qualifications for specifc tasks. | [9 empty] | X | [22 empty] | US | X
| Human Resources (HR) |  |  |  | Application | [5 empty] | Resources (HR) actors manage personnel information and activities including safety, training, benefits, performance, review, compensation, recruiting, scheduling, training/employee job-ratings and expenses. HR also determines overtime scheduling and job qualifications for specific tasks. | [23 empty] | X | [7 empty] | 61968-IRM | EU
| Hydro Facility |  |  |  | Actor | Logical |  | Facility | Generation | Process | Superclass hydro | [15 empty] | X | [16 empty] | US | X | 1
| Hydro plant | [29 empty] | X | [11 empty] | Lcl 1 DER |  |  | DER
| Identify geographic area for field work order |  |  |  | Service | Conceptual |  | Automation Service | Distribution |  | This service identifies the field work order geographic information for distribution to the appropriate field resource. | [18 empty] | X | [13 empty] | US
| Imbalance Settlement Responsible |  |  |  | Role | Conceptual |  | Organization | Market |  | A party that is responsible for settlement of the difference between the contracted quantities and the realised quantities of energy products for the balance responsible parties in a market balance area. | [10 empty] | X | X | [5 empty] | X | [14 empty] | US | X
| Imbalance Settlement Responsible |  |  |  | Role | [5 empty] | A party that is responsible for settlement of the difference between the contracted quantities and the realised quantities of energy products for the balance responsible parties in a market balance area. | [21 empty] | X | [9 empty] | ENTSO-E Role model | EU
| Implicit Control Response |  |  |  | Service | Conceptual |  | Automation Service | Customer |  | A service that responds to energy data | [18 empty] | X | [13 empty] | US
| In Home Display | RM: Display; NR: Customer Premise Display; E: Intelligent HMI Energy Device | IHD | IHD | Service | Logical |  | Device ? | Customer |  | An In-Home Display (for Homes) or facilities console for other customers (e.g. commercial buildings, industrial facilities, or vehicles) displaying usage, cost and other information to customers. Could be implemented as a device, web portal, or through another mechanism | [7 empty] | X |  | X |  |  | X |  |  | X | [16 empty] | US | X
| Independent System Operator | RM: ISO/RTO; Independent System Operator/Regional Transmission Organization Wholesale Market | ISO | ISO | Role | Conceptual |  | Organization | Operations |  | Independent System Operator (ISO): An independent entity that monitors/controls a power gridover a limited geographic area (typically a single to few States). Responsible for generation and transmission coordination of electricity, high-level load management and other signals for distribution companies. Additionally responsible for managing the area's wholesale generation Market on the behalf of Market participants (Generation, Distributed Generation, Service Providers and Aggregators. |  |  |  |  | X | X | X | [5 empty] | X | [19 empty] | US | X
| Industrial Automation |  |  |  | Service | Logical |  | Application | Customer |  | System which controls devices at a large customer site which potentially could be used to direct building devices to increase/decrease load as needed. | [9 empty] | X | [22 empty] | US | X
| Industrial consumer |  |  |  | Role | [5 empty] | A large consumer of electricity in an industrial / manufacturing industry. May be involved in contract based Demand/Response. | [28 empty] | X |  |  | EG3 | EU
| Industrial Customer | EU: Transportation Customer |  |  | Role | Conceptual |  | Organization | Customer |  | A large business which receives electricity from the electric distribution system. Typically utilities define industrial customers with usage above a minimum threshold. | [16 empty] | X | [15 empty] | US | X
| Industrial Gateway |  |  |  | Actor | Physical |  | Device | Customer |  | Communications device which could be used to send messages to devices and systems at a large industrial customer site. | [9 empty] | X | [22 empty] | US | X
| Information & Communication Technology (ICT) service providers/Vendors |  |  |  | Role | Conceptual |  | Organization | Operations |  | Computer Systems, intelligent field equipment, communications equipment and software providers necessary to support grid operations | [16 empty] | X | [15 empty] | US | X
| Information Presentation |  |  |  | Service | Conceptual |  | Business Service | Customer |  | Provide a mechanism to display information from the system. | [18 empty] | X | [13 empty] | US
| Information Security Management |  |  |  | Service | Conceptual |  | Automation Service | Cross-cutting |  | Provides Security to data access protecting data confidentiality | [18 empty] | X | [13 empty] | US
| Infrastructure Planning (was deployment planning) |  |  |  | Service | Conceptual |  | Business Service | Customer |  | Building the Smart Grid System to support additional devices (e.g. Water, Gas) | [18 empty] | X | [13 empty] | US
| initate customer communication |  |  |  | Service | Conceptual |  | Automation Service | Service Provider |  | establish communications between customer and service provider | [18 empty] | X | [13 empty] | US
| initiate communication with customer |  |  |  | Service | Conceptual |  | Business Service | Service Provider |  | initiate communication channel with the end customer that allows two-way communication | [18 empty] | X | [13 empty] | US
| installation and maintenance of electrical service |  |  |  | Service | Conceptual |  | Business Service | Service Provider |  | install and maintain quality electrical service to customers within applicable limits | [18 empty] | X | [13 empty] | US
| Installation Service Technician |  |  |  | Actor | Physical |  | Person | Service Provider |  | Installer of communicating/controlable customer devices, Building Automation Systems (BAS) and components. | [17 empty] | X | [14 empty] | US | X
| Intelligent alarm detector |  |  |  | Service | Conceptual |  | Automation Service | Distribution |  | This service manages event alarms within the distribution system | [18 empty] | X | [13 empty] | US
| Intelligent alarm prioritization |  |  |  | Service | Conceptual |  | Automation Service | Distribution |  | This service prioritizes alarms within the distribution system for actions or mitigation. Prioritization will be updated as alarm actions are taken. | [18 empty] | X | [13 empty] | US
| Intelligent Alarm Processing: |  |  |  | Service | Conceptual |  | Business Service | Distribution |  | This service manages all levels of alarms to maintain correct operator action priorities. The metric for this service is related to correctly handling the variety of alarms that may be faced by operators. | [18 empty] | X | [13 empty] | US
| Intelligent alarm retention |  |  |  | Service | Conceptual |  | Automation Service | Distribution |  | This service stores alarms occurring within the distribution system for future reference, audit and investigations. | [18 empty] | X | [13 empty] | US
| Interconnection Trade Responsible |  |  |  | Role | Conceptual |  | Organization | Market |  | Is a market particpant or depends on one. r\Recognised by the Nomination Validator for the nomination of already allocated capacity. | [17 empty] | X | [14 empty] | US | X
| Interconnection Trade Responsible |  |  |  | Role | [5 empty] | Is a Balance Responsible Party or depends on one. He is recognised by the Nomination Validator for the nomination of already allocated capacity. Additional information: This is a type of Balance Responsible Party | [21 empty] | X | [9 empty] | ENTSO-E Role model | EU
| Internal Monitoring |  |  |  | Service | Conceptual |  | Automation Service | Customer |  | Entity health monitoring | [18 empty] | X | [13 empty] | US
| Internet Service Provider |  | ISP | ISP | Role | Conceptual |  | Organization | Service Provider |  | ISPs provide Internet access to Customer Premise Networks. | [14 empty] | X | [17 empty] | US | X
| Inter-regional Communications |  |  |  | Service | Conceptual |  | Automation Service | Operations |  | Provides a reliable mechanism to facilitate communications between control centers | [18 empty] | X | [13 empty] | US
| islanding support service |  |  |  | Service | Conceptual |  | Automation Service | Bulk Generation |  | Provide a platform for the management of isolation of energy sources from the rest of the grid | [18 empty] | X | [13 empty] | US
| ISO/RTO Operation |  |  |  | Role | Logical |  | Organization | Market | Market | A role that provides market driven perspective to the energy process. Interacts with operations across domains | [12 empty] | X |  | X | [17 empty] | US | X
| Key Management |  |  |  | Service | Conceptual |  | Automation Service | Cross-cutting |  | A service which sets the security parameters associated with key materials | [18 empty] | X | [13 empty] | US
| Least cost dispatch |  |  |  | Service | Conceptual |  | Business Service | Bulk Generation |  | Provide a mechanism to allow for the lowest cost units to be called on first for providing energy | [18 empty] | X | [13 empty] | US
| Lighting |  |  |  | Actor | Physical |  | Device | Customer |  | Customer owned system which provides illumination and which is potentially controllable by automation or load control systems. | [9 empty] | X | [22 empty] | US | X
| LNAP |  |  |  | System | [5 empty] | The Local Network Access Point is a functional entity that provides access to one or more metering end devices, displays and home automation end devices connected to the local network (LN). It may allow data exchange between different functional entities connected to the same LN. | [27 empty] | X |  |  |  | SMCG | EU
| Load | IE: AC Loads (Sect 6), Loads (Sect 7) |  |  | Role | Logical |  | Device | Customer |  | Device connected to the distribution system that draws power from the grid. Load devices can be appliances, pump controls, HVACs, electric vehicles, etc | [14 empty] | X | [17 empty] | US | X
| Load Analysis |  |  |  | Service | Conceptual |  | Automation Service | Customer |  | A service that analyzes load information | [18 empty] | X | [13 empty] | US
| Load Detecting |  |  |  | Service | Conceptual |  | Automation Service | Customer |  | A service that obtains Load information | [18 empty] | X | [13 empty] | US
| Load Device |  |  |  | Actor | Logical |  | Device | Customer |  | Device connected to the distribution system which consumes electricity. Load devices can be e.g. appliances, pump controls, HVACs, electric vehicles | [9 empty] | X | [22 empty] | US | X
| Load flow modeler |  |  |  | Service | Conceptual |  | Automation Service | Transmission |  | Provides the calculations necessary to perform load flow analysis. | [18 empty] | X | [13 empty] | US
| Load flow modeler |  |  |  | Service | Conceptual |  | Automation Service | Transmission |  | Provides the calculations necessary to perform load flow analysis. | [18 empty] | X | [13 empty] | US
| Load flow modeler |  |  |  | Service | Conceptual |  | Automation Service | Distribution |  | Provides the calculations necessary to perform load flow analysis. | [18 empty] | X | [13 empty] | US
| Load flow modeler |  |  |  | Service | Conceptual |  | Automation Service | Distribution |  | Provides the calculations necessary to perform load flow analysis. | [18 empty] | X | [13 empty] | US
| Load flow modeler |  |  |  | Service | Conceptual |  | Automation Service | Distribution |  | Provides the calculations necessary to perform load flow analysis. | [18 empty] | X | [13 empty] | US
| Load flow modeler |  |  |  | Service | Conceptual |  | Automation Service | Distribution |  | Provides the calculations necessary to perform load flow analysis. | [18 empty] | X | [13 empty] | US
| Load forecast analyzer |  |  |  | Service | Conceptual |  | Automation Service | Distribution |  | Analyzes load forecasts to determine the future distribution model necessary to support the projected load | [18 empty] | X | [13 empty] | US
| Load forecast detector |  |  |  | Service | Conceptual |  | Automation Service | Distribution |  | Provides the inputs necessary to perform a distribution load forecast including weather, economics and scaling algorithms. | [18 empty] | X | [13 empty] | US
| Load forecaster |  |  |  | Service | Conceptual |  | Automation Service | Transmission |  | Provides the short term load forecast for the system. | [18 empty] | X | [13 empty] | US
| Load forecaster |  |  |  | Service | Conceptual |  | Automation Service | Transmission |  | Provides the short term load forecast for the system. | [18 empty] | X | [13 empty] | US
| Load forecaster |  |  |  | Service | Conceptual |  | Automation Service | Distribution |  | Provides the short term load forecast for the system. | [18 empty] | X | [13 empty] | US
| Load forecaster |  |  |  | Service | Conceptual |  | Automation Service | Distribution |  | Provides the short term load forecast for the distribution system. | [18 empty] | X | [13 empty] | US
| Load Forecasting |  |  |  | Service | Conceptual |  | Automation Service | Service Provider |  | Provides Energy Bid for a market trading period | [18 empty] | X | [13 empty] | US
| Load Management System |  | LMS | LMS | Service | Logical |  | Application | Operations |  | LMS balances load by controlling Customer appliances and equipment (DR, DER, EV and ES charging/discharging). To do this LMS processes load management program contracts, relevant historic information, profiles, behavioral models, customer-specific power quality and reliability characteristics. |  |  |  | X |  | X | [6 empty] | X | [19 empty] | US | X
| Load Serving Entity |  | LSE | LSE | Role | Logical |  | Organization | Service Provider |  | A role which carries the responsibility of serving end-users and selling electric energy to end-users. | [11 empty] | X | [20 empty] | US | X
| Load transfer |  |  |  | Service | Conceptual |  | Automation Service | Distribution |  | Performs automated load transfer actions of sectional areas across the distribution system. | [18 empty] | X | [13 empty] | US
| Local Authority |  |  |  | Role | Conceptual | Manager | Organization | Generation | Enterprise | A party that produces electricity Additional information: This is a type of Party Connected to the Grid | [17 empty] | X | [14 empty] | US | X
| Local EPS | [29 empty] | X | [11 empty] | Lvl 0 EPS |  |  | DER
| Local Regulatory Authority | N: regulator, state regulator |  |  | Role | Conceptual |  | Organization | Agency | Enterprise | A regulatory authority responsible for the oversight and administration of utility service-related functions within its jurisdiction. | [11 empty] | X | [20 empty] | US | X
| Locational demand history service |  |  |  | Service | Conceptual |  | Automation Service | Market |  | Provide an information platform that provides access to the demand history for any location on the grid for any time in history | [18 empty] | X | [13 empty] | US
| Long Term Demand forecast |  |  |  | Service | Conceptual |  | Business Service | Market |  | Maintain a long term demand forecast for various customer classes within the control area | [18 empty] | X | [13 empty] | US
| Long term forecasting support service |  |  |  | Service | Conceptual |  | Automation Service | Transmission |  | Provide support services for long term scenario based forecasting | [18 empty] | X | [13 empty] | US
| Long term forecasting support service |  |  |  | Service | Conceptual |  | Automation Service | Transmission |  | Provide support services for long term scenario based forecasting | [18 empty] | X | [13 empty] | US
| Long term forecasting support service |  |  |  | Service | Conceptual |  | Automation Service | Market |  | Provide support services for long term scenario based forecasting | [18 empty] | X | [13 empty] | US
| Long term forecasting support service |  |  |  | Service | Conceptual |  | Automation Service | Transmission |  | Provide support services for long term scenario based forecasting | [18 empty] | X | [13 empty] | US
| Long term forecasting support service |  |  |  | Service | Conceptual |  | Automation Service | Transmission |  | Provide support services for long term scenario based forecasting | [18 empty] | X | [13 empty] | US
| Long term forecasting support service |  |  |  | Service | Conceptual |  | Automation Service | Transmission |  | Provide support services for long term scenario based forecasting | [18 empty] | X | [13 empty] | US
| Long term forecasting support service |  |  |  | Service | Conceptual |  | Automation Service | Bulk Generation |  | Provide support services for long term scenario based forecasting | [18 empty] | X | [13 empty] | US
| Loss location management: |  |  |  | Service | Conceptual |  | Business Service | Distribution |  | This service manages the location of non-technical energy losses on the distribution system. | [18 empty] | X | [13 empty] | US
| Magnetic Energy Storage Systems | IEEE: Superconducting Magnetic Energy Storage Systems | SMES | SMES | Actor | Physical |  | Device | Cross Cutting | Process | SMES stores energy in a superconducting coil which is cryogenically cooled to its superconducting critical tempature. | [14 empty] | X | [17 empty] | US | X | 1
| maintain contingency plans |  |  |  | Service | Conceptual |  | Business Service | Transmission |  | develop plans, including fail over, that allow the system to continue to operate when problems arise | [18 empty] | X | [13 empty] | US
| maintain contingency plans |  |  |  | Service | Conceptual |  | Business Service | Transmission |  | develop plans, including fail over, that allow the system to continue to operate when problems arise | [18 empty] | X | [13 empty] | US
| maintain equipment characteristics |  |  |  | Service | Conceptual |  | Business Service | Transmission |  | maintain all characteristics of electrical components installed in the system | [18 empty] | X | [13 empty] | US
| maintain equipment characteristics |  |  |  | Service | Conceptual |  | Business Service | Transmission |  | maintain all characteristics of electrical components installed in the system | [18 empty] | X | [13 empty] | US
| maintain facilities |  |  |  | Service | Conceptual |  | Business Service | Bulk Generation |  | Provide maintence sufficient to maintain generation units in operational condition | [18 empty] | X | [13 empty] | US
| maintain history |  |  |  | Service | Conceptual |  | Business Service | Market |  | Maintain a history of market transactions | [18 empty] | X | [13 empty] | US
| Maintain Market History |  |  |  | Service | Conceptual |  | Business Service | Market |  | Provide management of historical market information | [18 empty] | X | [13 empty] | US
| Maintain network model |  |  |  | Service | Conceptual |  | Business Service | Operations |  | Maintain a time based model that represents the topology of the electrical power network | [18 empty] | X | [13 empty] | US
| maintain physical security |  |  |  | Service | Conceptual |  | Business Service | Transmission |  | manage the physical facilities of the system to maintain control of physical access to the system | [18 empty] | X | [13 empty] | US
| maintain stability |  |  |  | Service | Conceptual |  | Business Service | Transmission |  | manage energy flow in the grid to ensure stable grid operation | [18 empty] | X | [13 empty] | US
| maintain state information |  |  |  | Service | Conceptual |  | Business Service | Transmission |  | using the information gathered in monitor equipment determine the remaining capacity of the system to handle more energy | [18 empty] | X | [13 empty] | US
| maintain system |  |  |  | Service | Conceptual |  | Business Service | Transmission |  | manage the maintenance of the system equipment to maintain operational capability | [18 empty] | X | [13 empty] | US
| maintain system |  |  |  | Service | Conceptual |  | Business Service | Transmission |  | manage the maintenance of the system equipment to maintain operational capability | [18 empty] | X | [13 empty] | US
| maintain system |  |  |  | Service | Conceptual |  | Business Service | Transmission |  | manage the maintenance of the system equipment to maintain operational capability | [18 empty] | X | [13 empty] | US
| maintain system Integrity |  |  |  | Service | Conceptual |  | Business Service | Bulk Generation |  | provide the controls that will facilitate several scenarios for keeping the energy flowing through the system when issues occur | [18 empty] | X | [13 empty] | US
| maintain topology |  |  |  | Service | Conceptual |  | Business Service | Transmission |  | manage the mapping of the logical connectivity possible in the overall system | [18 empty] | X | [13 empty] | US
| maintain voltage |  |  |  | Service | Conceptual |  | Business Service | Transmission |  | manage embedded equipment in the grid to adjust voltage to stay within compliance limits | [18 empty] | X | [13 empty] | US
| Maintenance and Construction | EU-WGSP: Maintenance and Inspection |  | EU-WGSP: MC-MAI | Service | Logical |  | Application | Operations |  | Maintenance and Construction actors coordinate equipment inspection, cleaning and adjustment , organize construction and design, dispatch and schedule maintenance and construction work, capture records gathered by field personnel and permit them to view necessary information to perform their tasks. | [9 empty] | X | [7 empty] | X | [14 empty] | US | X
| Maintenance and Construction (MC) |  |  |  | System | [5 empty] | Maintenance and Construction actors coordinate equipment inspection, cleaning and adjustment , organize construction and design, dispatch and schedule maintenance and construction work, capture records gathered by field personnel and permit them to view necessary information to perform their tasks. | [23 empty] | X | [7 empty] | 61968-IRM | EU
| Maintenance and inspection (MC-MAI) |  |  |  | Role | [5 empty] | Work involving inspection, cleaning, adjustment, or other service of equipment to enable it to perform better or to extend its service life. Examples of maintenance work are routine oil changes and painting.Examples of inspection work are pole inspections, vault inspections, and substation inspections. | [23 empty] | X | [7 empty] | 61968-IRM | EU
| Maintenance forecast |  |  |  | Service | Conceptual |  | Automation Service | Distribution |  | Provides an estimate of the distribution field equipment maintenance requirements based on operational equipment characteristics. | [18 empty] | X | [13 empty] | US
| maintenance management |  |  |  | Service | Conceptual |  | Automation Service | Transmission |  | provides support for assigning maintenance personnel to tasks | [18 empty] | X | [13 empty] | US
| maintenance management |  |  |  | Service | Conceptual |  | Automation Service | Transmission |  | provides support for assigning maintenance personnel to tasks | [18 empty] | X | [13 empty] | US
| maintenance management |  |  |  | Service | Conceptual |  | Automation Service | Transmission |  | provides support for assigning maintenance personnel to tasks | [18 empty] | X | [13 empty] | US
| maintenance planning support service |  |  |  | Service | Conceptual |  | Automation Service | Bulk Generation |  | Provide a platform to coordinate maintenance planning on energy sources attached to the grid | [18 empty] | X | [13 empty] | US
| Maintenance Prioritization |  |  |  | Service | Conceptual |  | Automation Service | Service Provider |  | Prioritizes maintenance and improvements impacting electric service quality | [18 empty] | X | [13 empty] | US
| Maintenance Prioritization Collector |  |  |  | Service | Conceptual |  | Automation Service | Service Provider |  | Aggregates reliability and power quality status | [18 empty] | X | [13 empty] | US
| Maintenance Prioritization Notification |  |  |  | Service | Conceptual |  | Automation Service | Service Provider |  | Provides the prioritization of maintenance and improvements impacting electric service quality. | [18 empty] | X | [13 empty] | US
| maintenance support service |  |  |  | Service | Conceptual |  | Automation Service | Transmission |  | Provide a platform to execute maintenance to maintain units in operational condition | [18 empty] | X | [13 empty] | US
| maintenance support service |  |  |  | Service | Conceptual |  | Automation Service | Bulk Generation |  | Provide a platform to execute maintenance to maintain units in operational condition | [18 empty] | X | [13 empty] | US
| manage adverse conditions |  |  |  | Service | Conceptual |  | Business Service | Bulk Generation |  | provide analytics to determine adverse impacts that can be managed before they become operational problems | [18 empty] | X | [13 empty] | US
| manage aggregators |  |  |  | Service | Conceptual |  | Business Service | Market |  | Determine mechanism for aggregators of energy resources to engagge in markets | [18 empty] | X | [13 empty] | US
| manage ancillary services |  |  |  | Service | Conceptual |  | Business Service | Bulk Generation |  | provide a set of reserve resources that can be used to maintain the grid within compliance limits | [18 empty] | X | [13 empty] | US
| manage ancillary services |  |  |  | Service | Conceptual |  | Business Service | Bulk Generation |  | provide a set of reserve resources that can be used to maintain the grid within compliance limits | [18 empty] | X | [13 empty] | US
| manage availability of communication |  |  |  | Service | Conceptual |  | Business Service | Service Provider |  | ensure communication of system parameters available to the customer within applicable limits | [18 empty] | X | [13 empty] | US
| manage availability of communication |  |  |  | Service | Conceptual |  | Business Service | Cross-cutting |  | ensure communication of information to the customer | [18 empty] | X | [13 empty] | US
| manage blackouts |  |  |  | Service | Conceptual |  | Business Service | Transmission |  | operate a mechanism to manage rolling blackouts as part of an overall balancing scheme | [18 empty] | X | [13 empty] | US
| manage cold start |  |  |  | Service | Conceptual |  | Business Service | Bulk Generation |  | bring an out of service unit on line as an independent source | [18 empty] | X | [13 empty] | US
| manage communication |  |  |  | Service | Conceptual |  | Business Service | Service Provider |  | maintain communication of system parameters as they relate to customer decision making | [18 empty] | X | [13 empty] | US
| manage contingency event |  |  |  | Service | Conceptual |  | Business Service | Operations |  | Provide pre-determined protocol instructions for responding to a contingency event | [18 empty] | X | [13 empty] | US
| manage contractual compliance |  |  |  | Service | Conceptual |  | Business Service | Bulk Generation |  | units have contractual commitments on when to run at what rate | [18 empty] | X | [13 empty] | US
| manage control of generation |  |  |  | Service | Conceptual |  | Business Service | Bulk Generation |  | provide a mechanism to directly control the inputs and outputs of generation units | [18 empty] | X | [13 empty] | US
| manage customers |  |  |  | Service | Conceptual |  | Business Service | Operations |  | facilitate communication with end customers | [18 empty] | X | [13 empty] | US
| Manage data sharing across organizations |  |  |  | Service | Conceptual |  | Business Service | Bulk Generation |  | Provide stakeholders in different organizations with required data | [18 empty] | X | [13 empty] | US
| manage demand |  |  |  | Service | Conceptual |  | Business Service | Operations |  | provide a mechanism to reduce end-customer energy costs | [18 empty] | X | [13 empty] | US
| manage demand response |  |  |  | Service | Conceptual |  | Business Service | Transmission |  | operate a mechanism to manage interruptable loads as part of an overall balancing scheme | [18 empty] | X | [13 empty] | US
| manage demand response |  |  |  | Service | Conceptual |  | Business Service | Transmission |  | operate a mechanism to manage interruptable loads as part of an overall balancing scheme | [18 empty] | X | [13 empty] | US
| manage DER |  |  |  | Service | Conceptual |  | Business Service | Transmission |  | manage DER as a part of the resource mix for balancing energy demands | [18 empty] | X | [13 empty] | US
| Manage Devices |  |  |  | Service | Conceptual |  | Business Service | Cross-cutting |  | This service manages smart grid end devices | [18 empty] | X | [13 empty] | US
| Manage Devices |  |  |  | Service | Conceptual |  | Business Service | Cross-cutting |  | This service manages smart grid end devices | [18 empty] | X | [13 empty] | US
| manage direct access |  |  |  | Service | Conceptual |  | Business Service | Market |  | Provides the ability for end-customes to purchase power in the wholesale market | [18 empty] | X | [13 empty] | US
| Manage Direct Load Control Program |  |  |  | Service | Conceptual |  | Business Service | Operations |  | Offer managed load reduction schemes using direct operation of devices | [18 empty] | X | [13 empty] | US
| manage dispute |  |  |  | Service | Conceptual |  | Business Service | Market |  | Provide a mechanism to coordinate disputes on the market processes | [18 empty] | X | [13 empty] | US
| Manage distriburted energy resources |  |  |  | Service | Conceptual |  | Business Service | Operations |  | Develop mechanisms to include distributed energy resources (DER) in the operation of the electrical grid | [18 empty] | X | [13 empty] | US
| manage DR program |  |  |  | Service | Conceptual |  | Business Service | Operations |  | Offer managed load reduction schemes | [18 empty] | X | [13 empty] | US
| manage emergency response |  |  |  | Service | Conceptual |  | Business Service | Transmission |  | maintain a plan for recovering from major system disruptions | [18 empty] | X | [13 empty] | US
| manage emissions audit |  |  |  | Service | Conceptual |  | Business Service | Operations |  | maintain emmissions history for grid assets | [18 empty] | X | [13 empty] | US
| manage emissions from units |  |  |  | Service | Conceptual |  | Business Service | Bulk Generation |  | provide a mechanism that allows control of the emissions of a generation unit | [18 empty] | X | [13 empty] | US
| manage energy contracts |  |  |  | Service | Conceptual |  | Business Service | Market |  | provide a mechanism to manage the operation of energy contracts between market participants | [18 empty] | X | [13 empty] | US
| Manage energy resources |  |  |  | Service | Conceptual |  | Business Service | Operations |  | Provide a mechanism to direct connected energy resources to operate based on abnormal situations | [18 empty] | X | [13 empty] | US
| Manage energy storage |  |  |  | Service | Conceptual |  | Business Service | Operations |  | Develop mechanisms to include energy storage in the operation of the electrical grid | [18 empty] | X | [13 empty] | US
| manage equipment |  |  |  | Service | Conceptual |  | Business Service | Bulk Generation |  | provide a mechanism to control equipment operation in due time | [18 empty] | X | [13 empty] | US
| Manage equipment status |  |  |  | Service | Conceptual |  | Business Service | Bulk Generation |  | provide a mechanism to Manage the current characteristics of equipment | [18 empty] | X | [13 empty] | US
| Manage equipment status |  |  |  | Service | Conceptual |  | Business Service | Bulk Generation |  | provide a mechanism to Manage the current characteristics of equipment | [18 empty] | X | [13 empty] | US
| manage forecasting |  |  |  | Service | Conceptual |  | Business Service | Bulk Generation |  | provide a mechanism to create scenarios of future demand for supply capability | [18 empty] | X | [13 empty] | US
| manage frequency |  |  |  | Service | Conceptual |  | Business Service | Operations |  | maintain electrical frequency within applicable limits | [18 empty] | X | [13 empty] | US
| manage grid operations |  |  |  | Service | Conceptual |  | Business Service | Operations |  | balance supply with demand of the electrical grid | [18 empty] | X | [13 empty] | US
| manage interconnect guidelines |  |  |  | Service | Conceptual |  | Business Service | Transmission |  | maintain a mechanism for managing the exchange of energy with distribution | [18 empty] | X | [13 empty] | US
| manage islanding |  |  |  | Service | Conceptual |  | Business Service | Bulk Generation |  | provide the ability to disconnect sections of the grid from each other to operate independently | [18 empty] | X | [13 empty] | US
| manage load control participants |  |  |  | Service | Conceptual |  | Business Service | Operations |  | facilitate participant involvement in load control | [18 empty] | X | [13 empty] | US
| manage load limits |  |  |  | Service | Conceptual |  | Business Service | Transmission |  | operate equipment in a manner that avoids overloads | [18 empty] | X | [13 empty] | US
| manage load limits |  |  |  | Service | Conceptual |  | Business Service | Transmission |  | operate equipment in a manner that avoids overloads | [18 empty] | X | [13 empty] | US
| manage load shed |  |  |  | Service | Conceptual |  | Business Service | Transmission |  | manage the system balance by shedding load | [18 empty] | X | [13 empty] | US
| Manage market rules |  |  |  | Service | Conceptual |  | Business Service | Market |  | Develop mechanisms to manage the evolution of market rules | [18 empty] | X | [13 empty] | US
| Manage notification |  |  |  | Service | Conceptual |  | Business Service | Market |  | Provide notification of market events to interested parties | [18 empty] | X | [13 empty] | US
| manage participation |  |  |  | Service | Conceptual |  | Business Service | Market |  | develop guidelines for market participation | [18 empty] | X | [13 empty] | US
| manage past incipent failures |  |  |  | Service | Conceptual |  | Business Service | Bulk Generation |  | provide a mechanism switch away from incipent failures to maintain the system within compliance limits | [18 empty] | X | [13 empty] | US
| manage performance |  |  |  | Service | Conceptual |  | Business Service | Operations |  | maintain performance of equipment within applicable limits | [18 empty] | X | [13 empty] | US
| manage power flow |  |  |  | Service | Conceptual |  | Business Service | Transmission |  | react to rapid changes in the energy flow to maintain system parameters within compliance limits | [18 empty] | X | [13 empty] | US
| manage power interchange |  |  |  | Service | Conceptual |  | Business Service | Operations |  | Ensure power flow with neighboring control areas is coordinated | [18 empty] | X | [13 empty] | US
| manage power interchange |  |  |  | Service | Conceptual |  | Business Service | Operations |  | Provide a mechanism to support communication between adjacent operations centers | [18 empty] | X | [13 empty] | US
| manage power quality |  |  |  | Service | Conceptual |  | Business Service | Bulk Generation |  | provide a mechanism to maintain energy quality within compliance limits | [18 empty] | X | [13 empty] | US
| manage power quality |  |  |  | Service | Conceptual |  | Business Service | Operations |  | manages the operational quality of the power on the system | [18 empty] | X | [13 empty] | US
| manage protection scheme |  |  |  | Service | Conceptual |  | Business Service | Transmission |  | maintain a set of schemes for protecting the system from damage by electrical overload | [18 empty] | X | [13 empty] | US
| manage quality of service |  |  |  | Service | Conceptual |  | Business Service | Operations |  | provide mechanism to ensure business services remain within predetermined metrics | [18 empty] | X | [13 empty] | US
| manage reserves |  |  |  | Service | Conceptual |  | Business Service | Operations |  | manage an inventory of reserves to cover contingencies | [18 empty] | X | [13 empty] | US
| manage reserves |  |  |  | Service | Conceptual |  | Business Service | Operations |  | track the remaining capacity in the market to meet demand | [18 empty] | X | [13 empty] | US
| manage scheduled outages |  |  |  | Service | Conceptual |  | Business Service | Bulk Generation |  | plan out of service time for maintenance on generation facilities | [18 empty] | X | [13 empty] | US
| manage scheduling of facilities |  |  |  | Service | Conceptual |  | Business Service | Bulk Generation |  | provide analytics that will develop an operations plan for generation units based on known characteristics | [18 empty] | X | [13 empty] | US
| Manage Security Policies |  |  |  | Service | Conceptual |  | Business Service | Cross-cutting |  | This service manages Security Policies for Smart Grid Operations | [18 empty] | X | [13 empty] | US
| manage stability |  |  |  | Service | Conceptual |  | Business Service | Transmission |  | manage energy flow in the grid to ensure stable grid operation | [18 empty] | X | [13 empty] | US
| manage storage |  |  |  | Service | Conceptual |  | Business Service | Transmission |  | maintain the integrated operation of storage at any point in the system | [18 empty] | X | [13 empty] | US
| manage supply |  |  |  | Service | Conceptual |  | Business Service | Transmission |  | manage the level of supply in the system to balance the system while maintaining the compliance limits | [18 empty] | X | [13 empty] | US
| manage switching |  |  |  | Service | Conceptual |  | Business Service | Transmission |  | manage a set of protocols to switch load on the system | [18 empty] | X | [13 empty] | US
| Manage system protection |  |  |  | Service | Conceptual |  | Business Service | Operations |  | Provide protection schemes that ensure the security of the system under fault conditions | [18 empty] | X | [13 empty] | US
| Manage System Protection Execution: |  |  |  | Service | Conceptual |  | Business Service | Distribution |  | Manages the execution of system protection functions as they are occuring. | [18 empty] | X | [13 empty] | US
| Manage System Protection Execution: |  |  |  | Service | Conceptual |  | Business Service | Distribution |  | Manage system protection post event analysis; This service manages the analysis of protection actions following an event episode. | [18 empty] | X | [13 empty] | US
| manage system re-start |  |  |  | Service | Conceptual |  | Business Service | Operations |  | re-initiate stable operation of a power grid after a failure | [18 empty] | X | [13 empty] | US
| manage system stability |  |  |  | Service | Conceptual |  | Automation Service | Transmission |  | manage the stability of the system | [18 empty] | X | [13 empty] | US
| manage transformer load |  |  |  | Service | Conceptual |  | Business Service | Transmission |  | maintain the load on transformers to avoid distortion of the wave form | [18 empty] | X | [13 empty] | US
| Manage unbalanced current: |  |  |  | Service | Conceptual |  | Business Service | Distribution |  | This service manages unbalanced current flows to keep distribution systems within acceptable engineering tolerances to optimize efficiency. | [18 empty] | X | [13 empty] | US
| Manage unbalanced current: |  |  |  | Service | Conceptual |  | Business Service | Distribution |  | This service manages unbalanced current flows to keep distribution systems within acceptable engineering tolerances to optimize efficiency. | [18 empty] | X | [13 empty] | US
| manage unit commitment |  |  |  | Service | Conceptual |  | Business Service | Bulk Generation |  | provide a mechanism to confirm schedule operational compliance in generation units | [18 empty] | X | [13 empty] | US
| manage VAR |  |  |  | Service | Conceptual |  | Business Service | Transmission |  | manage VAR for all customers within compliance limits | [18 empty] | X | [13 empty] | US
| Manage variability |  |  |  | Service | Conceptual |  | Business Service | Operations |  | Provide reserves that can balance the variability of energy resources | [18 empty] | X | [13 empty] | US
| manage voltage |  |  |  | Service | Conceptual |  | Business Service | Transmission |  | operate a mechanism to regulate voltage within compliance limits for all customers | [18 empty] | X | [13 empty] | US
| manage voltage |  |  |  | Service | Conceptual |  | Business Service | Operations |  | maintain electrical voltage within applicable limits | [18 empty] | X | [13 empty] | US
| Manage voltage |  |  |  | Service | Conceptual |  | Business Service | Operations |  | Manage the voltage in all parts of the system within established limits | [18 empty] | X | [13 empty] | US
| Managey Service Management |  |  |  | Service | Conceptual |  | Business Service | Cross-cutting |  | This service manages Managey service functions | [18 empty] | X | [13 empty] | US
| Manual Overide |  |  |  | Service | Conceptual |  | Business Service | Customer |  | Provide a mechanism to overide automated actions while assuring safety. | [18 empty] | X | [13 empty] | US
| Market | NR: Market |  |  | Service | Conceptual |  | Organization | Market |  | Market are entities that provide energy information/services. Market signal changes in the operation of the system based upon market economic variable to/from Customers, utilities, and Service Providers. Market include Retail, Wholesale and Demand/Response Programs. | [12 empty] | X |  | X | [17 empty] | US | X
| market auction support service |  |  |  | Service | Conceptual |  | Automation Service | Market |  | provides an auction service to allow a price based market balance | [18 empty] | X | [13 empty] | US
| market clearing support service |  |  |  | Service | Conceptual |  | Automation Service | Market |  | provides a matching service between supply and demand for any product to safely balance the market | [18 empty] | X | [13 empty] | US
| Market Communications Service |  |  |  | Service | Conceptual |  | Automation Service | Market |  | Provide a secure channel for communicating market information to all authorized parties | [18 empty] | X | [13 empty] | US
| Market Enrollment |  |  |  | Service | Logical |  | Application | Market |  | The collection of enrollment or tariff data for a Demand Resource Object to provide a specific market product or service. | [11 empty] | X | [20 empty] | US | X
| Market Generator |  |  |  | Role | Conceptual |  | Organization | Enterprise |  | Electricity producer (regardless of source), contributing actively to voltage and reactive power control, required to provide the relevant data (information on outages, forecast, actual production) to the energy marketplace | [14 empty] | X | [17 empty] | US | X | 1
| market history service |  |  |  | Service | Conceptual |  | Automation Service | Market |  | Provide a historical record of market related information | [18 empty] | X | [13 empty] | US
| Market Information Aggregator |  |  |  | Role | [5 empty] | Market Information Aggregator, A party that provides market related information that has been compiled fromthe figures supplied by different actors in the market. This information may also be published or distributed for general use. Note: The Market Information Aggregator may receive information from any market participant that is relevant for publication or distribution | [21 empty] | X | [9 empty] | ENTSO-E Role model | EU
| Market Limiter Service |  |  |  | Service | Conceptual |  | Automation Service | Market |  | Provide a service which restricts trading when the market trading exceeds market limits rules | [18 empty] | X | [13 empty] | US
| Market maker support service |  |  |  | Service | Conceptual |  | Automation Service | Market |  | Provide support services to allow a market maker | [18 empty] | X | [13 empty] | US
| Market Management | EU: Trader |  |  | Role | Logical |  | Organization | Market |  | A person or entity that buys and sells energy goods and services in an organized electricity market (Power Exchange) or Over the Counter.Market managers include Regional OPerations entities (Independent System Operators (RTOs), and Regional Transmissiopn Operators (RTO)s for wholesale markets. There are transmission, services and demand response markets as well. Some Distributed Generation (DG) | [9 empty] | X | [6 empty] | X | [15 empty] | US | X
| Market Operator |  |  |  | Role | [5 empty] | The unique power exchange of trades for the actual delivery of energy that receives the bids from the Balance Responsible Parties that have a contract to bid. The market operator determines the market energy price for the market balance area after applying technical constraints from the system operator. It may also establish the price for the reconciliation within a metering grid area. | [21 empty] | X | [9 empty] | ENTSO-E Role model | EU
| Market Operator |  |  |  | Role | [5 empty] | The unique power exchange of trades for the actual delivery of energy that receives the bids from the Balance Responsible Parties that have a contract to bid. The market operator determines the market energy price for the market balance area after applying technical constraints from the system operator. It may also establish the price for the reconciliation within a metering grid area. | [29 empty] | X | - |  | US
| Market operator (generic) | [29 empty] | X | [11 empty] | Lvl 5 Trans. And Market |  |  | DER
| Market Ops |  |  |  | Service | Conceptual |  | Application | Market |  | Manages and oversees wholesale power generation (and curtailment) contract execution. One of their primary functions is to deter market power abuses and anticompetitive behavior by ensuring transparency with respect to bilateral contracts. Functions include financial and goods sold clearing, price quotation streams, audit and balancing. | [9 empty] | X | [22 empty] | US | X
| Market Participant |  |  |  | Actor | Logical |  | Organization | Market |  | An organization registered with the System Operator that may take on roles such as Service Provider (SP), LSE, Trade Development Support Program (TDSP), and/or Market Aggregator in accordance with the System Operator’s market rules. | [11 empty] | X | [20 empty] | US | X
| Market Platform Service |  |  |  | Service | Conceptual |  | Automation Service | Market |  | Provide an automation platform that supports market functions | [18 empty] | X | [13 empty] | US
| market rules management service |  |  |  | Service | Conceptual |  | Automation Service | Market |  | Provide a central repository of market rules for use by all actors | [18 empty] | X | [13 empty] | US
| market simulation service |  |  |  | Service | Conceptual |  | Automation Service | Market |  | Provide a scenario based simulation service | [18 empty] | X | [13 empty] | US
| market trading history service |  |  |  | Service | Conceptual |  | Automation Service | Market |  | Provide a historical record of market related trading information | [18 empty] | X | [13 empty] | US
| market transparency |  |  |  | Service | Conceptual |  | Business Service | Market |  | Develop mechanisms to publish key market attributes to the public | [18 empty] | X | [13 empty] | US
| Measure Customer |  |  |  | Service | Conceptual |  | Business Service | Service Provider |  | provide for the measurement of a customer based on agreed physical characteristics | [18 empty] | X | [13 empty] | US
| Measurement |  |  |  | Role | Logical |  | Application | Customer |  | The role associated with the device or algorithm that measures the consumption or supply of an End Device. | [11 empty] | X | [20 empty] | US | X
| Measurement Collector |  |  |  | Service | Conceptual |  | Automation Service | Service Provider |  | Collects measurement from customer system | [18 empty] | X | [13 empty] | US
| Measurement support |  |  |  | Service | Conceptual |  | Automation Service | Operations |  | Provides a mechanism to determine consumption statistics | [18 empty] | X | [13 empty] | US
| Measurement support |  |  |  | Service | Conceptual |  | Automation Service | Service Provider |  | Provides a mechanism to collect physical measurement data from all customers | [18 empty] | X | [13 empty] | US
| Messaging |  |  |  | Service | Conceptual |  | Automation Service | Customer |  | A service that used to display information from the system to an entity | [18 empty] | X | [13 empty] | US
| meter data collection |  |  |  | Service | Conceptual |  | Business Service | Service Provider |  | collect accurate meter data with various levels of granularity from end customer | [18 empty] | X | [13 empty] | US
| meter data collection |  |  |  | Service | Conceptual |  | Business Service | Service Provider |  | collect accurate meter data with various levels of granularity from end customer using protocols to minimize cost | [18 empty] | X | [13 empty] | US
| Meter Data Collector |  |  |  | Service | Conceptual |  | Automation Service | Service Provider |  | Collects measurement from end device equipment | [18 empty] | X | [13 empty] | US
| Meter Data Collector , MDC |  |  |  | Role | [5 empty] | A party responsible for meter reading and quality control of the reading. | [21 empty] | X | [9 empty] | ENTSO-E Role model | EU
| Meter Data Management System | RM:Metering System; A:Meter Data Master System | MDMS | MDMS | Service | Logical |  | Application | Operations |  | Meter Data Master System (MDMS) provides meter information typically including physical (eg: type, serial, firmware), spatial, usage information (e.g. energy usage, energy generation, meter logs, meter test results) and makes data available to authorized systems. Most MDMS also provide data validation and verification for bill settlement. |  |  |  | X | [8 empty] | X | [19 empty] | US | X
| Meter Data Management System, MDMS |  |  |  | System | [5 empty] | System for validating, storing, processing and analyzing large quantities of meter data | [21 empty] | X | [9 empty] | ENTSO-E Role model | EU
| meter data reporting |  |  |  | Service | Conceptual |  | Business Service | Service Provider |  | provide meter data to customer based on established parameters | [18 empty] | X | [13 empty] | US
| meter data reporting |  |  |  | Service | Conceptual |  | Business Service | Service Provider |  | provide meter data to customer based on established parameters | [18 empty] | X | [13 empty] | US
| Meter data reporting |  |  |  | Service | Conceptual |  | Automation Service | Service Provider |  | report meter data to customer based on reporting parameters using collected data | [18 empty] | X | [13 empty] | US
| Meter data reporting configuration |  |  |  | Service | Conceptual |  | Automation Service | Service Provider |  | set reporting parameters for data reporting to customer | [18 empty] | X | [13 empty] | US
| Meter Operator |  | MO |  | Role | Conceptual |  | Organization |  |  | A party responsible for installing, maintaining, testing, certifying and decommissioning physical meters | [17 empty] | X | [14 empty] | US | X
| Meter Operator, MO |  |  |  | Role | [5 empty] | A party responsible for installing, maintaining, testing, certifying and decommissioning physical meters | [21 empty] | X | [9 empty] | ENTSO-E Role model | EU
| Meter Reading and Control |  |  |  | Service | Logical |  | Application | Operations |  | Meter Reading and Control actors perform a variety of functions on the metering system including data collection, disconnect/reconnect, outage management, prepayment point of sale, power quality and reliability monitoring, meter maintenance and asset management, meter data management including validation, estimation and editing (VEE), customer billing, and load management, including load analysis and control, demand response, and risk management. | [9 empty] | X | [22 empty] | US | X
| Meter User (B) |  |  |  | generic role | [5 empty] | External actor interacting directly with the smart meter (Metering End Device). | [27 empty] | X |  |  |  | SMCG | EU
| Metered Data Aggregator | MDA |  |  | Role | Conceptual |  | Organization |  |  | A party responsible for the establishment and qualification of metered data from the Metered data responsible. This data is aggregated according to a defined set of market rules. | [17 empty] | X | [14 empty] | US | X
| Metered Data Aggregator , MDA |  |  |  | Role | [5 empty] | A party responsible for the establishment and qualification of metered data from the Metered data responsible. This data is aggregated according to a defined set of market rules | [21 empty] | X | [9 empty] | ENTSO-E Role model | EU
| Metering Authority |  | MA | MA | Role | Conceptual |  | Organization | Agency |  | A role which carries the responsibility of providing data necessary to determine the performance of a Resource. | [11 empty] | X | [20 empty] | US | X
| Metering, Billing, Utility Back Office - needs to be broken-up |  |  |  | Service | Conceptual |  | Application | Distribution |  | The systems used for collecting metering information, validating it, settling bills across accounting entities, and issuing bills to customers. | [5 empty] | X | [6 empty] | X | [19 empty] | US | X
| Metrology Measurement |  |  |  | Service | Conceptual |  | Business Service | Customer |  | Provide a mechansim to meter energy | [18 empty] | X | [13 empty] | US
| Micro Hydro |  |  |  | Actor | Logical |  | Facility | Customer |  | Customer owned river or stream driven power generation resource. Generation used for either Customer consumption or resale. Often particpates in Demand/Response programmes, could be a scheduled resource. | [13 empty] | X | [18 empty] | US | X | 1
| Microgrid Control Center |  |  |  | - | [5 empty] | - | [26 empty] | X |  |  | X | - |  | US
| Microgrid DER EMS (MDEMS) | [29 empty] | X | [11 empty] | Lvl 2 FDEMS |  |  | DER
| Microgrid Distributed Generation Network | IE: Feeder Distributed Energy Resource/Microgrid Network |  |  | Actor | Logical |  | Facility | Distribution |  | These networks are comprised of all energy sources (eg: solar, wind, diesel, storage) not part of Generation. In most cases these energy resources are klocatd in industrial parks, campuses (ie: microgrids) | [14 empty] | X | [17 empty] | US | X | 1
| Microgrid EPS | [29 empty] | X | [11 empty] | Lvl 0 EPS |  |  | DER
| Microgrid Operator | [29 empty] | X | [11 empty] | Lvl 2 FDEMS |  |  | DER
| Microgrid Operator |  |  |  | - | [5 empty] | 0 | [26 empty] | X |  |  | X | - |  | US
| Microgrid Owner | [29 empty] | X | [11 empty] | Lvl 2 FDEMS |  |  | DER
| Minimize Disruption |  |  |  | Service | Conceptual |  | Business Service | Operations |  | Develop mechanisms to minimize interruption of electrical service to customers | [18 empty] | X | [13 empty] | US
| Minimize outages |  |  |  | Service | Conceptual |  | Business Service | Operations |  | maintain the distribution system to minimize outage occurances | [18 empty] | X | [13 empty] | US
| Minimize outages |  |  |  | Service | Conceptual |  | Business Service | Operations |  | maintain the distribution system to minimize outage occurances | [18 empty] | X | [13 empty] | US
| Mobile metering service provider |  |  |  | Role | [32 empty] | X |  |  |  |  | Electric-transportation (ET) | EU
| Mobility Service Operator |  |  |  | Role | [5 empty] | A party offering standard mobility services for all type of vehicles (internal combustion engine vehicles as well as plug-in electric or full electric vehicles). “Mobility services” covers maintenance and repair contract, navigation or guidance services, help deskservices, driving assistance and any other type of services, linked to any vehicle data management exchanged between the vehicle and a communication platform with data aggregation or mining or extraction operation according data privacy regulations. A Mobility Service Operator could subscribe EV Charging Energy (e-Mobility) Services provided by an Energy (e-Mobility) Service Operator exactly in the same manner as it could subscribe other Area Energy Services managed by an Area Energy Service Operator. Additional information: a Mobility Service Operator could be considered as an Aggregator for conventional mobility services. | [22 empty] | X | [8 empty] | AhG Charging | EU
| Modeler |  |  |  | Role | Logical |  | Organizational Entity | Operations |  | Organizational entity responsible for Person in charge of modeling the power network. | [17 empty] | X | [14 empty] | US | X
| Modeler |  |  |  | Person | [5 empty] | Person in charge of modeling the network | [29 empty] | X |  |  | US
| MOL Responsible |  |  |  | Role | Logical |  | Role | Market |  | Responsible for the management of the available tenders for all Acquiring System Operators to establish the order of the reserve capacity that can be activated. | [17 empty] | X | [14 empty] | US | X
| MOL Responsible |  |  |  | Role | [5 empty] | Responsible for the management of the available tenders for all Acquiring System Operators to establish the order of the reserve capacity that can be activated. | [21 empty] | X | [9 empty] | ENTSO-E Role model | EU
| monitor all phases |  |  |  | Service | Conceptual |  | Business Service | Transmission |  | monitor all three phases of the system for energy flow characteristics | [18 empty] | X | [13 empty] | US
| monitor emissions |  |  |  | Service | Conceptual |  | Business Service | Operations |  | measure the environmental impact of grid assets | [18 empty] | X | [13 empty] | US
| monitor energy resources |  |  |  | Service | Conceptual |  | Business Service | Operations |  | Provide a mechanism to support review of the status of grid attached energy sources | [18 empty] | X | [13 empty] | US
| monitor equipment |  |  |  | Service | Conceptual |  | Business Service | Transmission |  | operate a mechanism to maintain temporal characteristics on electrical components installed in the system | [18 empty] | X | [13 empty] | US
| monitor equipment |  |  |  | Service | Conceptual |  | Business Service | Operations |  | report the health of equipment | [18 empty] | X | [13 empty] | US
| monitor equipment accuracy |  |  |  | Service | Conceptual |  | Business Service | Transmission |  | maintain status of accuracy for instrumentation in the field | [18 empty] | X | [13 empty] | US
| monitor generator emissions |  |  |  | Service | Conceptual |  | Business Service | Bulk Generation |  | provide a mechanism to measure emissions of a generation unit | [18 empty] | X | [13 empty] | US
| monitor generator emissions |  |  |  | Service | Conceptual |  | Business Service | Bulk Generation |  | provide a mechanism to measure emissions of a generation unit | [18 empty] | X | [13 empty] | US
| monitor generator performance |  |  |  | Service | Conceptual |  | Business Service | Bulk Generation |  | provide a mechanism to measure generation unit operational charateristics | [18 empty] | X | [13 empty] | US
| Monitor Market |  |  |  | Service | Conceptual |  | Business Service | Market |  | Analyze the effectiveness of market rules in maintaining an effective electric power market | [18 empty] | X | [13 empty] | US
| monitor resources |  |  |  | Service | Conceptual |  | Business Service | Operations |  | measure the real-time status of grid resources | [18 empty] | X | [13 empty] | US
| monitor resources |  |  |  | Service | Conceptual |  | Business Service | Operations |  | measure the real-time status of grid resources | [18 empty] | X | [13 empty] | US
| monitor resources |  |  |  | Service | Conceptual |  | Business Service | Operations |  | measure the real-time status of grid resources | [18 empty] | X | [13 empty] | US
| monitor system status |  |  |  | Service | Conceptual |  | Business Service | Transmission |  | manage instrumentation in the grid to maintain a picture of the grid situation | [18 empty] | X | [13 empty] | US
| Multi Unit Submeter |  |  |  | Actor | Physical |  | Device | Customer |  | Meter used to measure electric usage at individual units which are part of an multi-unit apartment buildings, condominiums, commercial buildings, mobile home parks, and similar multi-unit complexes. | [9 empty] | X | [22 empty] | US | X
| Multicast Communications Support |  |  |  | Service | Conceptual |  | Business Service | Cross-cutting |  | This service provides support for multicast communications | [18 empty] | X | [13 empty] | US
| Multihoming network management |  |  |  | Service | Conceptual |  | Business Service | Cross-cutting |  | This service manages multihoming on smart grid networks | [18 empty] | X | [13 empty] | US
| multi-market support service |  |  |  | Service | Conceptual |  | Automation Service | Market |  | provides the ability to act on cross market opportunities within the physical limits of the system | [18 empty] | X | [13 empty] | US
| Natural disaster sensors |  |  |  | Service | Conceptual |  | Automation Service | Distribution |  | This service provides information associated with natural events that have a high potential for significant disruption of the distribution system. Natural events could be attributed to events such as high wind, lightning, ice, flooding, earthquake or magnetic disturbance. | [18 empty] | X | [13 empty] | US
| Near Term Demand Forecast |  |  |  | Service | Conceptual |  | Business Service | Market |  | Provide forecast of demand over multiple near term time periods | [18 empty] | X | [13 empty] | US
| Neighborhood Area Network | NAN | NAN | NAN | Actor | Logical |  | Facility | Distribution |  | NANs provide communications to connect distribution field devices (commonly Smart Meters), Migrogrid/Distributed Generation to a Distribution Grid Operations Core Network | [14 empty] | X | [17 empty] | US | X
| Neighbourhood Network Access Point (NNAP) |  |  |  | - | [5 empty] | The Neighbourhood Network Access Point is a functional entity that provides access to one or more LNAP’s, metering end devices, displays and home automation end devices connected to the neighbourhood network (NN). It may allow data exchange between different functional entities connected to the same NN. | [26 empty] | X |  |  |  |  | Smart Home/Commercial/Industrial/DR-Customer EMS | EU
| Neighbourhood Network Access Point (NNAP) |  |  |  | - | [5 empty] | functional entity that provides access to one or more LNAP’s, metering end devices, displays and home automation end devices connected to the neighbourhood network (NN). It may allow data exchange between different functional entities connected to the same NN. | [26 empty] | X |  |  |  |  | Smart Home/Commercial/Industrial/DR-Customer EMS | EU
| Neighbourhood Network Access Point (NNAP) |  |  |  | - | [5 empty] | The Neighbourhood Network Access Point is a functional entity that provides access to one or more LNAP’s, metering end devices, displays and home automation end devices connected to the neighbourhood network (NN). It may allow data exchange between different functional entities connected to the same NN. | [26 empty] | X |  |  |  |  | Smart Home/Commercial/Industrial/DR-Customer EMS | EU
| net trades |  |  |  | Service | Conceptual |  | Business Service | Market |  | Will net trades across grid constraints up to the acceptable limit on that constraint | [18 empty] | X | [13 empty] | US
| net trades |  |  |  | Service | Conceptual |  | Business Service | Market |  | Will net trades across grid constraints up to the acceptable limit on that constraint | [18 empty] | X | [13 empty] | US
| Netting support service |  |  |  | Service | Conceptual |  | Automation Service | Market |  | Provide a matching support platform to match participant trades to obtain a true net position | [18 empty] | X | [13 empty] | US
| Network Address Management |  |  |  | Service | Conceptual |  | Business Service | Cross-cutting |  | This service manages the network address infrastructure for the smart grid | [18 empty] | X | [13 empty] | US
| Network calculations (NE-NCLC) |  |  |  | Application | [5 empty] | Used to develop a long-term (generally one year and beyond) plan for the reliability (adequacy) of the interconnected electric transmission and distribution networks. | [23 empty] | X | [7 empty] | 61968-IRM | EU
| Network Extension Planning (NE) |  |  |  | System | [5 empty] | Network Extension planning actors develop long term plans for power system reliability, monitor the cost, performance and schedule of construction, and define projects to extend the network such as new lines, feeders or switchgear | [23 empty] | X | [7 empty] | 61968-IRM | EU
| Network model visualization support service |  |  |  | Service | Conceptual |  | Automation Service | Market |  | Provide support services to allow visualization of the capability of the grid for a specific time frame | [18 empty] | X | [13 empty] | US
| Network operation monitoring (NONMON) |  |  |  | Application | [5 empty] | Part of Network Operation Provides the means for supervising main substation topology (breaker and switch state) and control equipment status. It also provides the utilities for handling network connectivity and loading conditions. It also makes it possible to locate customer telephone complaints and supervise the location of field crews. | [23 empty] | X | [7 empty] | 61968-IRM | EU
| Network operation monitoring (NO-NMON) |  |  |  | Application | [32 empty] | X |  |  | X | - |  | US
| Network Operation Simulation |  |  |  | Service | Logical |  | Application | Operations |  | This set of services functions allows facilities to define, prepare and optimise the sequence of operations required for carrying out maintenance work on the system (release/clearance orders) and operational planning. | [17 empty] | X | [14 empty] | US | X
| Network operation simulation (OPSIM) |  |  |  | Application | [5 empty] | This set of functions allows facilities to define, prepare and optimise the sequence of operations required for carrying out maintenance work on the system (release/clearance orders) and operational planning. | [23 empty] | X | [7 empty] | 61968-IRM | EU
| Network Operations |  |  |  | Service | Conceptual |  | Application | Operations | Operations | The Network Operation domain is a sub-domain within Operation providing the monitoring, control, and maintanence of the utilities grid network. Key applications include monitoring and control remote field equipment (eg: Phase Measurement Units (PMU), capacitor banks, sectionalizers ) | [9 empty] | X | [22 empty] | US | X
| Network Operations (NO) |  |  |  | System | [5 empty] | The Network Operation domain is a sub-domain within Operation providing the monitoring, control, and maintenance of the utilities network. Key applications include monitoring and control remote field equipment (e.g.: Phase Measurement Units (PMU), capacitor banks, sectionalizers ) | [23 empty] | X | [7 empty] | 61968-IRM | EU
| Network Operations (NO) |  |  |  | System | [35 empty] | X |  | - | EU
| Network Operations Analysis |  |  |  | Service | Logical |  | Application | Operations |  | Advanced analytics that compare records taken from real-time operation related with information on grid network incidents, connectivity and loading to optimize operations and schedule periodic maintenance. | [9 empty] | X | [22 empty] | US | X
| Network Operations Analysis (NO-OFA) |  |  |  | Application | [5 empty] | Operation Feedback Analysis actors compare records taken from real-time operation related with information on network incidents, connectivity and loading to optimize operations and schedule periodic maintenance. | [23 empty] | X | [7 empty] | 61968-IRM | EU
| Network Operations Analysis (NO-OFA) |  |  |  | Application | [32 empty] | X |  |  | X | - |  | US
| Network Operations Analyst | CM: Network Operations Analysis |  |  | Role | Logical |  | Organizational Entity | Operations |  | Operation Feedback role that Analysis actors compares records taken from real-time operation related with information on grid network incidents, connectivity and loading to optimize operations and schedule periodic maintenance. | [9 empty] | X | [22 empty] | US | X
yes | Network Operations Calculations |  |  |  | Service | Conceptual |  | Application | Operations |  | Real-time Network Calculations actors (not shown) provide system operators with the ability to assess the reliability and security of the power system. | [9 empty] | X | [22 empty] | US | X
| Network Operations Calculations (NO-CLC) |  |  |  | Application | [5 empty] | Real-time Network Calculations actors provide system operators with the ability to assess the reliability and security of the power system. | [23 empty] | X | [7 empty] | 61968-IRM | EU
| Network Operations Control | CM: 1) Distribution.Control, 2) Network Operations Control, 3) Transmission.Control; IE: Transmission Operation and Control |  |  | Service | Conceptual |  | Application | Operations |  | Centralized Aautomated and manual control operations of the system to manage the flow of power and Information Communications Technology (ICT), including cyber security to optimize reliabilty of the power delivery system and support infrastructure. Network control is coordinated by actors in this domain, they may only supervise wide area, substation, and local automatic or manual control. An example would be the use of phase angle regulators within a substation to control power flow between two adjacent power systems | [9 empty] | X |  |  |  |  | X | [17 empty] | US | X
| Network Operations Control (NO-CTL) |  |  |  | Application | [5 empty] | Centralized automated and manual control operations of the system to manage the flow of power and optimize reliability of the system. Network control is coordinated by actors in this domain, they may only supervise wide area, substation, and local automatic or manual control. An example would be the use of phase angle regulators within a substation to control power flow between two adjacent power systems | [23 empty] | X | [7 empty] | 61968-IRM | EU
| Network Operations Fault Analysis |  |  |  | Service | Logical |  | Application | Operations |  | Fault Management actors enhances the speed at which faults are located, identified, and sectionalized so service can be restored. They provide information for customers, coordinate with workforce dispatch and compile information for statistics. | [9 empty] | X | [22 empty] | US | X
| Network Operations Fault Analysis (NO-FLT) |  |  |  | Application | [5 empty] | Fault Management actors enhance the speed at which faults are located, identified, and sectionalized so service can be restored. They provide information for customers, coordinate with workforce dispatch and compile information for statistics. | [23 empty] | X | [7 empty] | 61968-IRM | EU
| Network Operations Monitor |  |  |  | Service | Logical |  | Application | Operations |  | Network Operation Monitoring rolesactors supervise network topology, connectivity and loading conditions, including breaker and switch states, and control equipment status. They locate customer telephone complaints and field crews. | [9 empty] | X | [22 empty] | US | X
| Network Operations Reporting and Statistics |  |  |  | Service | Logical |  | Application | Operations |  | Operational Statistics and Reporting roles actors archive on-line data and to perform feedback analysis about system efficiency and reliability. | [9 empty] | X | [22 empty] | US | X
| Network Operations Reporting and Statistics (NOOST) |  |  |  | Application | [5 empty] | Operational Statistics and Reporting actors archive on-line data and to perform feedback analysis about system efficiency and reliability. | [23 empty] | X | [7 empty] | 61968-IRM | EU
| Network segment capacity and reliablity | EU: Network Calculations & Network Operations Calculations | NE-NCLC |  | Service | Conceptual |  | Application | Cross Cutting | Operations | Algorithms that provide information used to develop a long-term (generally one year and beyond) plan for the reliability (adequacy) of the interconnected electric transmission and distribution networks. EU: Real-time Network Calculations actors (not shown) provide system operators with the ability to assess the reliability and security of the power system. | [9 empty] | X | [7 empty] | X | [14 empty] | US | X
| NNAP |  |  |  | System | [5 empty] | The Neighbourhood Network Access Point is a functional entity that provides access to one or more LNAP‟s, metering end devices, displays and home automation end devices connected to the neighbourhood network (NN). It may allow data exchange between different functional entities connected to the same NN. | [27 empty] | X |  |  |  | SMCG | EU
| Nomadic Load (was PEV charging) Management |  |  |  | Service | Conceptual |  | Business Service | Customer |  | Manage the charging of Plug-In Electric Vehicles (PEVs) such that business goals are met. | [18 empty] | X | [13 empty] | US
| Nomadic Load Analysis |  |  |  | Service | Conceptual |  | Automation Service | Customer |  | A service that analyzes significant Nomidic Load | [18 empty] | X | [13 empty] | US
| Nomadic Load Detector |  |  |  | Service | Conceptual |  | Automation Service | Customer |  | A service that detects when significant load has entered the grid | [18 empty] | X | [13 empty] | US
| Nomadic Load Management |  |  |  | Service | Conceptual |  | Automation Service | Customer |  | A service that manages mobile devices in the Smart Grid that have significant load. | [18 empty] | X | [13 empty] | US
| Nomination Validator |  |  |  | Role | Logical |  | Role | Market |  | Has the responsibility of ensuring that all capacity nominated is within the allowed limits and confirming all valid nominations to all involved parties. That roleHe informs the Interconnection Trade Responsible of the maximum nominated capacity allowed. Depending on market rules for a given interconnection the corresponding System Operators may appoint one Nomination Validator. | [17 empty] | X | [14 empty] | US | X
| Nomination Validator |  |  |  | Role | [5 empty] | Has the responsibility of ensuring that all capacity nominated is within the allowed limits and confirming all valid nominations to all involved parties. He informs the Interconnection Trade Responsible of the maximum nominated capacity allowed. Depending on market rules for a given interconnection the corresponding System Operators may appoint one Nomination Validator. | [21 empty] | X | [9 empty] | ENTSO-E Role model | EU
| Non-Controllable Load | [9 empty] | Load that is not allowed to be modified | [19 empty] | X | [11 empty] | Lcl 1 DER |  |  | DER
| Non-Critical Load | [9 empty] | Loads within a Local EPS having the lowest priority of service. These loads may be left unserved in favor of Critical Loads. | [19 empty] | X | [11 empty] | Lcl 1 DER |  |  | DER
| Non-Intrusive Monitoring |  |  |  | Service | Conceptual |  | Business Service | Customer |  | Derive device load levels using non-intrusive measurements combined with analytic methods. | [18 empty] | X | [13 empty] | US
| Non-Intrusive Monitoring |  |  |  | Service | Conceptual |  | Business Service | Customer |  | Derive device load levels using non-intrusive measurements combined with analytic methods. | [18 empty] | X | [13 empty] | US
| Non-regulating DER System | [9 empty] | DER system not participating in frequency or voltage regulation. | [19 empty] | X | [11 empty] | Lcl 1 DER |  |  | DER
| Non-Repudiation Management |  |  |  | Service | Conceptual |  | Business Service | Cross-cutting |  | This service manages non-repudiation processes | [18 empty] | X | [13 empty] | US
yes | Non-Utility Energy Provider |  |  |  | Actor | Logical |  | Application | Service Provider |  | Non-Utility that sells energy. | [9 empty] | X | [22 empty] | US | X
| Non-Utility Retail Energy Provider | CM: Third Party Retail Energy Provider |  |  | Service | Logical |  | Application | Service Provider | Enterprise | A non-utility energy supplier that sells energy to end-users. For example this could be a solar PV customer that sells back to the grid. | [9 empty] | X | [22 empty] | US | X
yes | Normally Open Switch | CM: NO Switch | NO-Switch | NO-Switch |  |  |  | Device | Distribution |  | Circuit reconfiguration is widely used to support roles such as balance loading, improve voltage regulation and reduce system losses. Reconfiguration is accomplished by closing normally-open switches and opening normally-closed switches. | [9 empty] | X | [22 empty] | US | X
| Not mentioned |  |  |  | - | [5 empty] | 0 | [26 empty] | X |  |  | X | - |  | US
| Nuclear Generation Facility | IE: Nuclear Generation Facility |  |  | Actor | Logical |  | Facility | Generation |  | Power plant that produces electricity steam by using nuclear fuel. They provide the most inexpensive method of producing power and are commonly for base-load and ancillary services.Power generation which uses Nuclear energy for fuel to heat turbine water. | [9 empty] | X |  |  |  |  | X | [17 empty] | US | X | 1
| Obtain Customer Information |  |  |  | Service | Conceptual |  | Business Service | Service Provider |  | maintain communication channel with the end customer that allows two-way communication | [18 empty] | X | [13 empty] | US
| OEM |  |  |  | Role | [32 empty] | X |  |  |  |  | Electric-transportation (ET) | EU
| Open Market Service |  |  |  | Service | Conceptual |  | Automation Service | Market |  | Provide the ability to publish market data to the public | [18 empty] | X | [13 empty] | US
| operate unbalanced |  |  |  | Service | Conceptual |  | Business Service | Transmission |  | manage the system with different amounts of power flowing on each of the three phases | [18 empty] | X | [13 empty] | US
| Operational Condition Analyzer |  |  |  | Service | Conceptual |  | Automation Service | Bulk Generation |  | provide a platform to analyze abnormal conditions to provide solutions before the conditions become problems | [18 empty] | X | [13 empty] | US
| Operational Condition Analyzer |  |  |  | Service | Conceptual |  | Automation Service | Bulk Generation |  | provide a platform to analyze abnormal conditions to provide solutions before the conditions become problems | [18 empty] | X | [13 empty] | US
| Operational Historian |  |  |  | Service | Conceptual |  | Automation Service | Operations |  | Provides a mechanism to record operations data for review | [18 empty] | X | [13 empty] | US
| Operational Planning | CM: OPs Planning | OPs Planning | OPs Planning | Service | Logical |  | Application | Operations |  | Operational Planning and Optimization actors perform simulation of grid network operations, schedule switching actions, dispatch repair crews, inform affected customers, and schedule the importing of power. They keep the cost of imported power low through peak generation, switching, load shedding or demand response. | [9 empty] | X | [22 empty] | US | X
| Operational Planning (OP) |  |  |  | System | [5 empty] | Operational Planning and Optimization actors perform simulation of network operations, schedule switching actions, dispatch repair crews, inform affected customers, and schedule the importing of power. They keep the cost of imported power low through peak generation, switching, load shedding or demand response. | [23 empty] | X | [7 empty] | 61968-IRM | EU
| Operational state detector |  |  |  | Service | Conceptual |  | Automation Service | Transmission |  | Provides the operational characteristics of field equipment | [18 empty] | X | [13 empty] | US
| Operational state detector |  |  |  | Service | Conceptual |  | Automation Service | Distribution |  | Provides the operational characteristics of field equipment | [18 empty] | X | [13 empty] | US
| Operator |  |  |  | - | [5 empty] | 0 | [26 empty] | X |  |  | X | - |  | US
| Optimal Load Flow: |  |  |  | Service | Conceptual |  | Business Service | Distribution |  | This service optimizes load flows on the distribution system | [18 empty] | X | [13 empty] | US
| optimize asset utilization |  |  |  | Service | Conceptual |  | Business Service | Operations |  | Identify dynamic limits for grid assests | [18 empty] | X | [13 empty] | US
| optimize equipment |  |  |  | Service | Conceptual |  | Business Service | Transmission |  | manage energy flow so that equipment usage is optimized | [18 empty] | X | [13 empty] | US
| optimize planned outage |  |  |  | Service | Conceptual |  | Business Service | Transmission |  | manage the optimization of equipment availablity for maintenance | [18 empty] | X | [13 empty] | US
| optimize power flow |  |  |  | Service | Conceptual |  | Business Service | Transmission |  | manage the flow of energy in the grid to minimize losses while supplying all demand | [18 empty] | X | [13 empty] | US
| Optimize Voltage to Reactive Power: |  |  |  | Service | Conceptual |  | Business Service | Distribution |  | This service manages voltage in relation to reactive power within the distribution system. | [18 empty] | X | [13 empty] | US
| Outage Analysis |  |  |  | Service | Conceptual |  | Business Service | Operations |  | Calculate the impact of maintenance requests on the electrical power system | [18 empty] | X | [13 empty] | US
| Outage Detector |  |  |  | Service | Conceptual |  | Automation Service | Service Provider |  | Detects events related to an outage | [18 empty] | X | [13 empty] | US
| Outage impact |  |  |  | Service | Conceptual |  | Automation Service | Transmission |  | Determines the circuit components impacted by a planned outage. | [18 empty] | X | [13 empty] | US
| Outage impact |  |  |  | Service | Conceptual |  | Automation Service | Distribution |  | Determines the circuit components impacted by a planned outage. | [18 empty] | X | [13 empty] | US
| Outage Information Collector |  |  |  | Service | Conceptual |  | Automation Service | Service Provider |  | Provides a collection of events related to an outage | [18 empty] | X | [13 empty] | US
| Outage Management |  |  |  | Service | Conceptual |  | Business Service | Customer |  | Provide a mechanism to mitigate impact power failures through use of alternate energy supply sources. | [18 empty] | X | [13 empty] | US
| Outage Management |  | OMS | OMS | Service | Conceptual |  | Application | Operations |  | Service that locates and tracks outages, status and their resolution. | [18 empty] | X | [13 empty] | US | X
| Outage Management System |  | OMS | OMS | Service | Logical |  | Application | Operations |  | Application that locates and tracks outages, status and their resolution. OMS may be a stand-alone application or part of a DMS offering. Usual OMS functions include: • Predicting fuse or breakerlocation that opened upon failure. • Prioritizing restoration efforts and managing resources based upon criteria such as location of emergency facilities, size of outages, and duration of outages. • Providing information on extent of outages and number of customers impacted to management, media and regulators. • Estimation of restoration time. • Management of crews assisting in restoration. • Calculation of crews required for restoration. Usually interfaces to CIS, WMS and GIS applications; May interface to AMI systems for increased outage granularity. |  |  |  | X |  | X | [6 empty] | X | [19 empty] | US | X | p
| Outage Management System |  |  |  | System | [5 empty] | Outage Management System; key application or system for distribution network operations, supports the control room operator during his jobs to plan and coordinate grid maintenance requiring de-energizing of network parts or to coordinate the remedial ac | [31 empty] | SG3 | EU |  | p
| Outage Management System (OMS) | [29 empty] | X | [11 empty] | Lvl 4 DSO |  |  | DER
| Outage Management: |  |  |  | Service | Conceptual |  | Business Service | Distribution |  | This service manages outages on distribution systems. The metric for this service is related to system reliability indices. | [18 empty] | X | [13 empty] | US
| Outage minimization service |  |  |  | Service | Conceptual |  | Automation Service | Operations |  | provide a mechanism to automatically reconfigure the grid to minimize the time that customers spend without power | [18 empty] | X | [13 empty] | US
| Outage notification |  |  |  | Service | Conceptual |  | Business Service | Market |  | Provide notification of planned outages to interested parties | [18 empty] | X | [13 empty] | US
| Outage notification |  |  |  | Service | Conceptual |  | Automation Service | Transmission |  | Provides notification of planned outage to all impacted parties such as customers, operators, emergency services and municipalities. | [18 empty] | X | [13 empty] | US
| Outage notification |  |  |  | Service | Conceptual |  | Automation Service | Distribution |  | Provides notification of planned outage to all impacted parties such as customers, operators, emergency services and municipalities. | [18 empty] | X | [13 empty] | US
| Outage planning support |  |  |  | Service | Conceptual |  | Automation Service | Operations |  | Provides a mechanism to schedule grid path outages while minimizing customer impacts to allow for maintenance | [18 empty] | X | [13 empty] | US
| Overlay Grid |  |  |  | - | [32 empty] | X |  |  | X | - |  | US
| Overlay Grid Control Center |  |  |  | System | [32 empty] | X |  |  | X | - |  | US
| Overlay Grid Operator |  |  |  | - | [5 empty] | 0 | [26 empty] | X |  |  | X | - |  | US
| Parking Service Operator |  |  |  | Role | [5 empty] | A party that offers parking services. A Parking Service Operator could subscribe to electricity charging services to an Area Energy Service Operator or Energy (e-Mobility) Service Operator. He could offer the service, in a complete different manner, including the charging service in the fees of the parking, because the current cost of one hour of parking is higher than the cost of electrical energy delivered by a slow charge service. The links with these Energy Operators have not been shown on the diagram only for readability reason. Additional information: a Parking Service Operator could be considered as an Aggregator. | [22 empty] | X | [8 empty] | AhG Charging | EU
| Participant |  |  |  | Role | Logical |  | Organizational Entity | Service Provider |  | The entity that represents resources to a market or distribution operator. | [11 empty] | X | [20 empty] | US | X
| Participant registration management system |  |  |  | Service | Conceptual |  | Automation Service | Market |  | Provides the ability to manage the registered participants for the market | [18 empty] | X | [13 empty] | US
| Participant registration management system |  |  |  | Service | Conceptual |  | Automation Service | Market |  | Provides the ability to manage the registered participants for the market | [18 empty] | X | [13 empty] | US
| Party Connected to the Grid |  |  |  | Role | [5 empty] | A party that contracts for the right to consume or produce electricity at a metering point. | [21 empty] | X | [9 empty] | ENTSO-E Role model | EU
| PCC Switch | [9 empty] | Switch at the point of common coupling (PCC) between the Local EPS and the Area EPS | [19 empty] | X | [11 empty] | Lvl 0 EPS |  |  | DER
| Peaker |  |  |  | Role | Logical |  | Device | Transmission |  | Plants that can be brought online quickly and efficiently in reponse to excess demand. Usually sited near a Substation or within a Generation facility. Typically these are gas turbine-sets spinning the generators. | [14 empty] | X | [17 empty] | US | X | 1
| Performance corrector |  |  |  | Service | Conceptual |  | Automation Service | Customer |  | A service that acts upon performance violations | [18 empty] | X | [13 empty] | US
| Performance corrector |  |  |  | Service | Conceptual |  | Automation Service | Customer |  | A service that acts upon performance violations | [18 empty] | X | [13 empty] | US
| Performance status analyzer |  |  |  | Service | Conceptual |  | Automation Service | Customer |  | A service that analyzes Performance metrics | [18 empty] | X | [13 empty] | US
| Performance status analyzer |  |  |  | Service | Conceptual |  | Automation Service | Customer |  | A service that analyzes Performance metrics | [18 empty] | X | [13 empty] | US
| Performance status detector |  |  |  | Service | Conceptual |  | Automation Service | Customer |  | A service that obtains Performance metrics | [18 empty] | X | [13 empty] | US
| Performance status detector |  |  |  | Service | Conceptual |  | Automation Service | Customer |  | A service that obtains Performance metrics | [18 empty] | X | [13 empty] | US
| Personnel security credential management |  |  |  | Service | Conceptual |  | Business Service | Cross-cutting |  | This service manages the security credentials for personnel working with smart grid systems | [18 empty] | X | [13 empty] | US
| Phase current flow detector |  |  |  | Service | Conceptual |  | Automation Service | Transmission |  | Provides the individual phase current flow data at the entire circuit or sectional area. | [18 empty] | X | [13 empty] | US
| Phase current flow detector |  |  |  | Service | Conceptual |  | Automation Service | Transmission |  | Provides the individual phase current flow data at the entire distribution circuit or sectional area. | [18 empty] | X | [13 empty] | US
| Phase current flow detector |  |  |  | Service | Conceptual |  | Automation Service | Transmission |  | Provides the individual phase current flow data of the entire distribution circuit or sectional area. | [18 empty] | X | [13 empty] | US
| Phase current flow detector |  |  |  | Service | Conceptual |  | Automation Service | Distribution |  | Provides the individual phase current flow data at the entire circuit or sectional area. | [18 empty] | X | [13 empty] | US
| Phase imbalance corrector |  |  |  | Service | Conceptual |  | Automation Service | Transmission |  | Provides a phase current imbalance actuation signal to a device for phase imbalance correction. | [18 empty] | X | [13 empty] | US
| Phase imbalance corrector |  |  |  | Service | Conceptual |  | Automation Service | Transmission |  | Provides a phase current imbalance actuation signal to a device for phase imbalance correction. | [18 empty] | X | [13 empty] | US
| Phase imbalance corrector |  |  |  | Service | Conceptual |  | Automation Service | Transmission |  | Provides a phase current imbalance actuation signal to a device for phase imbalance correction. | [18 empty] | X | [13 empty] | US
| Phase imbalance corrector |  |  |  | Service | Conceptual |  | Automation Service | Distribution |  | Provides a phase current imbalance actuation signal to a device for phase imbalance correction. | [18 empty] | X | [13 empty] | US
| Phasor Measurement Unit |  | PMU | PMU | Actor | Physical |  | Device | Transmission |  | Measures the electrical waves on an electricity grid to determine the health of the system. | [12 empty] | X | [19 empty] | US | X
| Photovoltaic system (PV) | [29 empty] | X | [11 empty] | Lcl 1 DER |  |  | DER
| physical security |  |  |  | Service | Conceptual |  | Business Service | Operations |  | Provide secure locations | [18 empty] | X | [13 empty] | US
| Physical Security of Smart Grid Operations |  |  |  | Service | Conceptual |  | Business Service | Cross-cutting |  | This service manages the physical security of smart grid operations | [18 empty] | X | [13 empty] | US
| Planned Outage Management: |  |  |  | Service | Conceptual |  | Business Service | Distribution |  | This service supports planned outage management for distribution systems. | [18 empty] | X | [13 empty] | US
| planning support |  |  |  | Service | Conceptual |  | Automation Service | Transmission |  | Provides the ability to simulate future scenarios to keep energy flowing while dealing with possible system outages | [18 empty] | X | [13 empty] | US
| planning support |  |  |  | Service | Conceptual |  | Automation Service | Transmission |  | Provides the ability to simulate future scenarios to keep energy flowing while dealing with possible system outages | [18 empty] | X | [13 empty] | US
| planning support |  |  |  | Service | Conceptual |  | Automation Service | Transmission |  | Provides the ability to simulate future scenarios to keep energy flowing while dealing with possible system outages | [18 empty] | X | [13 empty] | US
| Plant Control System |  |  |  | Service | Logical |  | Application | Generation |  | Control System for a generating plant. For Generation these applications include plant and asset maintanence, HEAT rate calculations, scheduling, price signalling. DER plants usually use fewer and depend on other providers/applications for their operational needs. This is also called a Distributed Control System (DCS). | [6 empty] | X | [5 empty] | X | [19 empty] | US | X
| P-Node | This is an SOA Element, not an actor or role. |  |  | Role NA | Logical NA |  | Logical Entity | Operations |  | The price location of the Facility in the transmission and/or distribution network. | [11 empty] | X | [20 empty] | US
| Point of Common Coupling |  |  |  | Actor | Logical |  | Facility | Distribution | Process | Point where a local electric power system is connected to an area electric power system | [18 empty] | X | [12 empty] | definition from IEEE 1547 | US | X
| Point of Common Coupling (PCC) | [29 empty] | X | [11 empty] | Lvl 0 EPS |  |  | DER
yes | Point of Interface |  |  | EU-WGSP: Party Connected to the Grid | na | na |  | Device | Customer |  | Point at which connection from the outside the Customer premises occurs. Can be a meter, Emergy Management System, Generation controller, controllable load device. This is a redundant term, use the appropriate term as necessary | [14 empty] | X | [17 empty] | US | X
| Point of Sale |  | CS-POS |  | Service | Logical |  | Application | Customer |  | A point of sale system is used for the management of prepayment meters, where a customer either purchases a token or makes a prepayment for service. | [10 empty] | X | X | [5 empty] | X | [14 empty] | US | X
| Policy Management |  |  |  | Service | Conceptual |  | Automation Service | Cross-cutting |  | Creates policies for the domain | [18 empty] | X | [13 empty] | US
| Policy Management |  |  |  | Service | Conceptual |  | Automation Service | Cross-cutting |  | Creates policies for the domain | [18 empty] | X | [13 empty] | US
| Policy Management |  |  |  | Service | Conceptual |  | Automation Service | Cross-cutting |  | Distributes policies to entities | [18 empty] | X | [13 empty] | US
| Power Characteristic Management |  |  |  | Service | Conceptual |  | Business Service | Customer |  | Manage power characteristics through direct operation of devices. | [18 empty] | X | [13 empty] | US
| Power Characteristic Management |  |  |  | Service | Conceptual |  | Business Service | Customer |  | Manage power characteristics through direct operation of devices. | [18 empty] | X | [13 empty] | US
| Power equipment |  |  |  | - | [5 empty] | Equipment which directly operates on the Power System and controlled by SCS, including e.g.: On Loap tap changers (OLTC), Switched Capacitor banks , FACTS devices, Voltage Regulator Controllers | [25 empty] | X | [5 empty] | GUC | EU
| Power Equipment |  |  |  | - | [5 empty] | 0 | [26 empty] | X |  |  |  |  | Distribution Grid Management/Microgrid | EU
| Power Exchange |  |  |  | Role | Conceptual |  | Organization | Market |  | Provides a market place for trading physical and financial (capacity/energy and derivates) contracts for capacity allocation by implicit auctions within the defined country, region or cross border. | [6 empty] | X | [25 empty] | US | X
| Power Flow Analyses |  |  |  | Service | Conceptual |  | Business Service | Distribution |  | This service manages the Power Flow Analyses processes. | [18 empty] | X | [13 empty] | US
| power flow simulation service |  |  |  | Service | Conceptual |  | Automation Service | Market |  | Provide a scenario based simulation service for the major market links | [18 empty] | X | [13 empty] | US
| Power Grid Equipment vendors | EU: Electric Power Grid Equipment vendors; |  |  | Role | Conceptual |  | Organization | Operations |  | Field equipment vendors. | [16 empty] | X | [15 empty] | US | X
| Power import scheduling and optimisation (OP-IMP) |  |  |  | - | [5 empty] | Power import scheduling and optimisation aims to minimise the cost of imported power by keeping the average imported power close to the contracted value, making use of peak plants, load switching or load shedding. | [23 empty] | X | [7 empty] | 61968-IRM | EU
| Power Plant DER EMS (PDEMS) | [29 empty] | X | [11 empty] | Lvl 2 FDEMS |  |  | DER
| Power Plant Operator | [29 empty] | X | [11 empty] | Lvl 2 FDEMS |  |  | DER
| Power Plant Owner | [29 empty] | X | [11 empty] | Lvl 2 FDEMS |  |  | DER
| Power Plant System |  |  |  | - | [5 empty] | Applications managing a Power Plant | [24 empty] | X | [6 empty] | SG3 | EU
| Power Quality analysis |  |  |  | Service | Conceptual |  | Automation Service | Distribution |  | Provides corrective action based on a system analysis of the power quality anomalies. | [18 empty] | X | [13 empty] | US
| Power Quality Analysis |  |  |  | Service | Conceptual |  | Automation Service | Service Provider |  | Analyzes electric power quality by comparing measured parameters against desired parameters | [18 empty] | X | [13 empty] | US
| Power Quality Analysis |  |  |  | Service | Conceptual |  | Automation Service | Service Provider |  | This service provides the analysis of electric power quality | [18 empty] | X | [13 empty] | US
| Power Quality collector |  |  |  | Service | Conceptual |  | Automation Service | Distribution |  | This service retains the power quality sensor data for a distribution circuit component area. | [18 empty] | X | [13 empty] | US
| Power Quality collector |  |  |  | Service | Conceptual |  | Automation Service | Distribution |  | This service retains the power quality sensor data from within customer sites throughout the distribution system. | [18 empty] | X | [13 empty] | US
| Power quality Control |  |  |  | Service | Conceptual |  | Automation Service | Customer |  | A service that directly operates devices for effecting power characteristics | [18 empty] | X | [13 empty] | US
| Power quality Control |  |  |  | Service | Conceptual |  | Automation Service | Customer |  | A service that directly operates devices for effecting power characteristics | [18 empty] | X | [13 empty] | US
| Power Quality corrective action |  |  |  | Service | Conceptual |  | Automation Service | Distribution |  | This service provides the activation signals to devices for execution of the power quality corrective action. | [18 empty] | X | [13 empty] | US
| Power Quality detector |  |  |  | Service | Conceptual |  | Automation Service | Distribution |  | This service provides the power quality detection data at the desired distribution circuit component area. | [18 empty] | X | [13 empty] | US
| Power Quality Improvement |  |  |  | Service | Conceptual |  | Business Service | Distribution |  | This service manages the improvement of power quality within the distribution system. | [18 empty] | X | [13 empty] | US
| Power quality management support |  |  |  | Service | Conceptual |  | Automation Service | Operations |  | Provides a control mechanism to maintain the power quality on the overall grid | [18 empty] | X | [13 empty] | US
| Power Quality Monitoring: |  |  |  | Service | Conceptual |  | Business Service | Distribution |  | This service monitors power quality on the distribution system. | [18 empty] | X | [13 empty] | US
| Power Quality Notification |  |  |  | Service | Conceptual |  | Automation Service | Service Provider |  | Notifies entities of electric power quality status | [18 empty] | X | [13 empty] | US
| Power Quality sensor |  |  |  | Service | Conceptual |  | Automation Service | Distribution |  | This service provides the power quality sensor data at the desired distribution circuit component area. | [18 empty] | X | [13 empty] | US
| Power Quality Sensor |  |  |  | Service | Conceptual |  | Automation Service | Distribution |  | This service provides the power quality sensor data from within customer sites throughout the distribution system. | [18 empty] | X | [13 empty] | US
| Power Quality Sensor |  |  |  | Service | Conceptual |  | Automation Service | Service Provider |  | Measures electric power quality parameters | [18 empty] | X | [13 empty] | US
| power quality services |  |  |  | Service | Conceptual |  | Business Service | Service Provider |  | manage the quality of electrical service by ensuring that it is within applicable limits | [18 empty] | X | [13 empty] | US
| power quality support service |  |  |  | Service | Conceptual |  | Automation Service | Bulk Generation |  | Provide a platform to manage power quality in the system based on temporal data inputs | [18 empty] | X | [13 empty] | US
| Power System Control Center | NR: Plant Control System - Distributed Control System |  |  | Zone | Logical |  | Facility | Operations | Operations | Power system central operations. This is the physical entity from which Grid Operations provides their services. Today these include Regional/Independent Operators, utility-owned transmission Operations and Distribution Operations facilities. | [6 empty] | X | [25 empty] | US | X
| Premise Installation and Maintenance |  |  |  | Service | Logical |  | Application | Service Provider | Enterprise | Business function or service that installs and maintains premise equipment. | [9 empty] | X | [22 empty] | US | X
| Premise Management |  |  |  | Service | Logical |  | Application | Operations |  | Information regarding the location of a service. This set of functions includes: Address management; Right-of-ways, easements, grants; and Real estate management. | [9 empty] | X | [22 empty] | US | X
| Premise surveillance |  |  |  | Service | Conceptual |  | Automation Service | Operations |  | mechanism for monitoring the security of a geographic location with alerting capability if established parameters are exceeded | [18 empty] | X | [13 empty] | US
| Premises |  |  |  | Actor | Logical |  | Facility | Cross Cutting |  | A house or building or groups of buildings, together with its land and other improvements, occupied by a legal entity or considered in an official context | [11 empty] | X |  |  |  |  | X | [15 empty] | US | X
| Premises (PRM) |  |  |  | - | [5 empty] | Information regarding the location of a service. This set of functions includes: Address management; Right of ways, easements, grants; and Real estate management. | [23 empty] | X | [7 empty] | 61968-IRM | EU
| Prepare Static Systems for Storm Conditions: |  |  |  | Service | Conceptual |  | Business Service | Distribution |  | This service includes the management of static preparations in anticipation of system disturbances due to impending storm conditions | [18 empty] | X | [13 empty] | US
| Prepare Static Systems for Storm Conditions: |  |  |  | Service | Conceptual |  | Business Service | Distribution |  | This service includes the management of static preparations in anticipation of system disturbances due to impending storm conditions | [18 empty] | X | [13 empty] | US
| prevent demand asset damage |  |  |  | Service | Conceptual |  | Business Service | Service Provider |  | ensure mechnisms to prevent damage to demand assests | [18 empty] | X | [13 empty] | US
| Price based control |  |  |  | Service | Conceptual |  | Business Service | Customer |  | Ability to control devices using by communicating price | [18 empty] | X | [13 empty] | US
| Price Delivery |  |  |  | Service | Conceptual |  | Automation Service | Customer |  | A service that deliveres pricing information. | [18 empty] | X | [13 empty] | US
| Price Delivery |  |  |  | Service | Conceptual |  | Automation Service | Customer |  | A service that delivers pricing information. | [18 empty] | X | [13 empty] | US
| price energy products |  |  |  | Service | Conceptual |  | Business Service | Market |  | provide time based prices for energy products for individual customers | [18 empty] | X | [13 empty] | US
| price energy products |  |  |  | Service | Conceptual |  | Business Service | Market |  | provide time based prices for energy products for individual customers | [18 empty] | X | [13 empty] | US
| price energy products |  |  |  | Service | Conceptual |  | Business Service | Market |  | provide time based prices for energy products for individual customers | [18 empty] | X | [13 empty] | US
| price energy products |  |  |  | Service | Conceptual |  | Business Service | Market |  | provide time based prices for energy products for individual customers | [18 empty] | X | [13 empty] | US
| Privacy Policy Enforcement |  |  |  | Service | Conceptual |  | Business Service | Cross-cutting |  | This service manages privacy policy enforcement. Metrics for this service are traceability to applicable privacy policy requirements. | [18 empty] | X | [13 empty] | US
| Process Automation System |  |  |  | - | [5 empty] | Automation system to monitor and control industrial production plants. | [24 empty] | X | [6 empty] | SG3 | EU
| Producer |  |  |  | Role | [5 empty] | A party that produces electricity Additional information: This is a type of Party Connected to the Grid | [21 empty] | X | [9 empty] | ENTSO-E Role model | EU
| Production Responsible Party |  |  |  | Role | Conceptual |  | Organization | Market |  | A party who can be brought to rights, legally and financially, for any imbalance between energy sold and produced for all associated metering points. Tye of Market Participant. | [17 empty] | X | [14 empty] | US | X
| Production Responsible Party |  |  |  | Role | [5 empty] | A party who can be brought to rights, legally and financially, for any imbalance between energy sold and produced for all associated metering points. Additional information: This is a type of Balance Responsible Party | [21 empty] | X | [9 empty] | ENTSO-E Role model | EU
| profile support |  |  |  | Service | Conceptual |  | Automation Service | Operations |  | Provides a mechanism to provide customer demand profiles for customers | [18 empty] | X | [13 empty] | US
| Project definition (NEPRJ) |  |  |  | Application | [5 empty] | Planned work activities to enhance or extend the network and/or other assets. Example include line extension for new housing development, a new substation, switchgear change at a substation. Capital development projects (i.e., not billed to a customer) are usually justified with an business case. | [23 empty] | X | [7 empty] | 61968-IRM | EU
| Protect markets |  |  |  | Service | Conceptual |  | Business Service | Market |  | Provides a mechanism to protect the market from potentially damaging trading behaviour | [18 empty] | X | [13 empty] | US
| Protection Support |  |  |  | Service | Conceptual |  | Automation Service | Operations |  | provides an automated mechanism to manage system protection automatically | [18 empty] | X | [13 empty] | US
| provide black-start |  |  |  | Service | Conceptual |  | Business Service | Operations |  | Provide the ability to produce power without first requiring power from the grid | [18 empty] | X | [13 empty] | US
| Provide Communication Platform |  |  |  | Service | Conceptual |  | Business Service | Market |  | Provide infrastructure for secure, accurate and timely communication | [18 empty] | X | [13 empty] | US
| provide communications |  |  |  | Service | Conceptual |  | Business Service | Bulk Generation |  | provide a way to coordinate different facilities operations regardless of outside interference | [18 empty] | X | [13 empty] | US
| provide connectivity |  |  |  | Service | Conceptual |  | Business Service | Operations |  | maintain communication to equipment | [18 empty] | X | [13 empty] | US
| provide connectivity |  |  |  | Service | Conceptual |  | Business Service | Operations |  | maintain communication to equipment | [18 empty] | X | [13 empty] | US
| provide connectivity |  |  |  | Service | Conceptual |  | Business Service | Operations |  | maintain communication to equipment | [18 empty] | X | [13 empty] | US
| provide connectivity |  |  |  | Service | Conceptual |  | Business Service | Operations |  | maintain communication to equipment | [18 empty] | X | [13 empty] | US
| provide cost-benefit analysis |  |  |  | Service | Conceptual |  | Business Service | Bulk Generation |  | maintain business cases that provide traceability of project costs and benefits | [18 empty] | X | [13 empty] | US
| provide demand forecast |  |  |  | Service | Conceptual |  | Business Service | Market | [20 empty] | X | [13 empty] | US
| provide demand history |  |  |  | Service | Conceptual |  | Business Service | Market |  | Provide history of demand at all tracked locations on the grid | [18 empty] | X | [13 empty] | US
| provide demand profile |  |  |  | Service | Conceptual |  | Business Service | Operations |  | Provide a time versus demand curve that represents the typical demand of a customer | [18 empty] | X | [13 empty] | US
| provide fail over options |  |  |  | Service | Conceptual |  | Business Service | Bulk Generation |  | provide a mechanism to maintain the system within compliance limits when a resource is lost | [18 empty] | X | [13 empty] | US
| provide historical data |  |  |  | Service | Conceptual |  | Business Service | Operations |  | provides information for requested time frame | [18 empty] | X | [13 empty] | US
| Provide online training resources |  |  |  | Service | Conceptual |  | Automation Service | Distribution |  | This service enables the facilitation of web-based or computer application based training service for distribution operations personnel. | [18 empty] | X | [13 empty] | US
| Provide Operational platform |  |  |  | Service | Conceptual |  | Business Service | Market |  | Provide infrastructure necessary to operate power market | [18 empty] | X | [13 empty] | US
| Provide qualified resources for distribution operations |  |  |  | Service | Conceptual |  | Automation Service | Distribution |  | This service collects and presents qualifications of personnel trained to work on specific distribution equipment | [18 empty] | X | [13 empty] | US
| provide security |  |  |  | Service | Conceptual |  | Business Service | Bulk Generation |  | the expection is that the generation units will provide enough reserve to allow for the loss of part of the system | [18 empty] | X | [13 empty] | US
| Public Internet/Intranet |  |  |  | Zone | Logical |  | Facility | Operations | Communications | Public Internet is the pri,ary communications facility used between Grid Operations Core Network, Market, Third Party Providers, and Customer Portals. | [14 empty] | X | [17 empty] | US | X
| Public Network | [29 empty] | X | [11 empty] | Lvl 3 REP and ICT |  |  | DER
| Pumped Storage Facility | IE: 1) Pumped Hydraulic, 2) Compressed air |  |  | Actor | Logical |  | Device | Generation | Process | Stored compressed air, or water for power generation as a scheduled resource. Pumped storage is supplied by (but limited to) windmills, tide-driven pumps, electric pumps for closed loop systems. | [9 empty] | X |  |  |  |  | X | [17 empty] | US | X | 1
| Pumped water storage | [29 empty] | X | [11 empty] | Lcl 1 DER |  |  | DER
| QoS Support |  |  |  | Service | Conceptual |  | Automation Service | Operations |  | mechanism to maintain operations QoS | [18 empty] | X | [13 empty] | US
| query customer info |  |  |  | Service | Conceptual |  | Automation Service | Service Provider |  | query customer for various parameters using commincation system | [18 empty] | X | [13 empty] | US
| Rapid Settlement support service |  |  |  | Service | Conceptual |  | Automation Service | Market |  | Provide a platform to collect all settlement data for rapid settlement | [18 empty] | X | [13 empty] | US
| RAS Support Service |  |  |  | Service | Conceptual |  | Automation Service | Operations |  | Provide support services for RAS | [18 empty] | X | [13 empty] | US
| Reactive power detector |  |  |  | Service | Conceptual |  | Automation Service | Transmission |  | This service detects the reactive power flowing through a pre-defined section of a circuit. | [18 empty] | X | [13 empty] | US
| Reactive power detector |  |  |  | Service | Conceptual |  | Automation Service | Distribution |  | This service detects the reactive power flowing through a pre-defined section of a circuit. | [18 empty] | X | [13 empty] | US
| Reactive power detector |  |  |  | Service | Conceptual |  | Automation Service | Distribution |  | This service continuously monitors the reactive power within the distribution system. | [18 empty] | X | [13 empty] | US
| Reactive Power Management: |  |  |  | Service | Conceptual |  | Business Service | Distribution |  | This service manages reactive power on the distribution system to maintain reactive power | [18 empty] | X | [13 empty] | US
| Reactive Power Management: |  |  |  | Service | Conceptual |  | Business Service | Distribution |  | This service manages reactive power on the distribution system to maintain reactive power | [18 empty] | X | [13 empty] | US
| Reactive power manager |  |  |  | Service | Conceptual |  | Automation Service | Distribution |  | This service continuously adjusts the reactive power within the distribution system. | [18 empty] | X | [13 empty] | US
| Reactive power modifier |  |  |  | Service | Conceptual |  | Automation Service | Transmission |  | This service sends a calculated reactive power correction to a device at a selected point of a distribution circuit. | [18 empty] | X | [13 empty] | US
| Reactive power modifier |  |  |  | Service | Conceptual |  | Automation Service | Distribution |  | This service sends a calculated reactive power correction to a device at a selected point of a distribution circuit. | [18 empty] | X | [13 empty] | US
| Reactor |  |  |  | Actor | Logical |  | Device | Transmission |  | (Shunt) Reactors compensate for the capacitive reactive power of the transmission cables. They are typically found in switch yards and substations. | [32 empty] | US | X | 1
| read meter data to improve billing process |  |  |  | Service | Conceptual |  | Business Service | Service Provider |  | share accurate meter data with authorized parties | [18 empty] | X | [13 empty] | US
| Real-Time Emergency Operations |  |  |  | Service | Conceptual |  | Business Service | Distribution |  | This service manages emergency operations within the distribution system within the appropriate timeframe. | [18 empty] | X | [13 empty] | US
| Real-time State Estimator (RTSS) |  |  |  | Application | [5 empty] | Estimates current spatial-temporal state of grid in real-time. If a contingency in the grid is expected, it triggers a close-loop control or notify systems operators of the contingency via GUIs | [25 empty] | X | [5 empty] | GUC | EU
| Real-time State Estimator (RTSS) |  |  |  | Application | [5 empty] | 0 | [26 empty] | X |  |  |  |  | Bulk Generation | EU
| Recloser |  |  |  | Actor | Logical |  | Device | Distribution |  | Reclosers (automatic) are control devices that open a circuit for monentary overload overcurrent and interrupt fault) conditions. Reclosers stay open after a preselect number of tries, isolating the faulted section of the circuit. Reclosers are typically pole-mounted. | [9 empty] | X | [22 empty] | US | X
| Reconciliation Accountable |  |  |  | Role | [5 empty] | A party that is financially accountable for the reconciled volume of energy products for a profiled Local metering point. | [21 empty] | X | [9 empty] | ENTSO-E Role model | EU
| Reconciliation Accountable Party |  |  |  | Role | Conceptual |  | Organization | Market |  | A party that is financially accountable for the reconciled volume of energy products for a profiled Local metering point. | [17 empty] | X | [14 empty] | US | X
| Reconciliation Responsible |  |  |  | Role | [5 empty] | A party that is responsible for reconciling, within a Metering grid area, the volumes used in the imbalance settlement process for profiled metering points and the actual metered quantities. | [21 empty] | X | [9 empty] | ENTSO-E Role model | EU
| Records and asset management (AM) |  |  |  | system | [5 empty] | The Records and Asset Management actors track and report on the substation and network equipment inventory, provide geospatial data and geographic displays, maintain records on non-electrical assets, and perform asset investment planning | [23 empty] | X | [7 empty] | 61968-IRM | EU
| Records and Assets Management |  |  |  | Service | Conceptual |  | Application | Operations |  | The Records and Asset Management rolesactors track and report on the substation and network equipment inventory, provide geospatial data and geographic displays, maintain records on non-electrical assets, and perform asset investment planning. | [9 empty] | X | [22 empty] | US | X
| Records Management for Auditing |  |  |  | Service | Conceptual |  | Business Service | Cross-cutting |  | This service manages records necessary for auditing purposes | [18 empty] | X | [13 empty] | US
| Records Management for Reporting |  |  |  | Service | Conceptual |  | Business Service | Cross-cutting |  | This service manages records necessary for reporting purposes | [18 empty] | X | [13 empty] | US
| Recovery Management |  |  |  | Service | Conceptual |  | Business Service | Customer |  | Manage restart of the system from cold-start conditions such that full operation is restored. | [18 empty] | X | [13 empty] | US
| Reduce settlement timeline |  |  |  | Service | Conceptual |  | Business Service | Market |  | Develop mechanisms to settle market at the earliest possible time | [18 empty] | X | [13 empty] | US
| Regional Interconnects |  |  |  | Zone | Logical |  | Facility | Operations | Communications | Regional interconnects are between Grid Operations Core Networks . They are used to signal cross regional awareness, such as cross-regional Wide Area Situational Awareness (WASA) voltage collapse. These facilities are either private proprietary or pubic carrier backbones. | [14 empty] | X | [17 empty] | US | X
| Regional Transmission Organization | RM: RTO/ISO; NR: Independent System Operator/Regional Transmission Organization Wholesale Market | RTO | RTO | Role | Conceptual |  | Organization | Operations | Market | An independent entity that monitors/controls a power grid over a wide geographic area (typically several States, may include ISOs). Responsible for wide-are generation and transmission coordination, high-level load management and other signals for distribution companies. Additionally responsible for managing the area's wholesale generation Market on the behalf of Market participants (Generation, Distributed Generation, Service Providers and Aggregators. |  |  |  | X |  |  | X | [5 empty] | X | [19 empty] | US | X
| register dispute |  |  |  | Service | Conceptual |  | Business Service | Market |  | Provide a mechanism to register a dispute on the market processes | [18 empty] | X | [13 empty] | US
| register participant |  |  |  | Service | Conceptual |  | Business Service | Market |  | Provides a customer the ability to engage in market activity | [18 empty] | X | [13 empty] | US
| register participant |  |  |  | Service | Conceptual |  | Business Service | Market |  | Provides a customer the ability to engage in market activity | [18 empty] | X | [13 empty] | US
| Registration |  |  |  | Service | Conceptual |  | Automation Service | Customer |  | Association of entities with other services | [18 empty] | X | [13 empty] | US
| Registration Operation |  |  |  | Service | Conceptual |  | Business Service | Customer |  | Provide a mechanism to register devices to energy services | [18 empty] | X | [13 empty] | US
| regulate frequency |  |  |  | Service | Conceptual |  | Business Service | Transmission |  | maintain system frequency within compliance limits | [18 empty] | X | [13 empty] | US
| Regulating DER System | [9 empty] | DER system responsible for frequency and/or voltage regulation. The regulating DER system could be a generator, an energy storage system, or controllable load. | [19 empty] | X | [11 empty] | Lcl 1 DER |  |  | DER
| Regulatory Authority | N: Federal Regulator CM: Federal Agency |  |  | Role | Conceptual | Manager | Organization | Agency |  | Federal agency that requires information on interactions involving intersate transmission, and security |  |  |  |  | X | [6 empty] | X | [20 empty] | US | X
| Relay |  |  |  | Actor | Physical |  | Device | Distribution | Process | (Protective) relays are switches that trip circuit breaks when conditions as over-current, over-voltage, reverse power flow, over- and under- frequency and faults up to a certain distance away from a substation. | [9 empty] | X | [22 empty] | US | X
| Reliability Authority |  |  |  | Role | Conceptual |  | Organization | Agency | Enterprise | A regulatory authority responsible for the development, reporting and enforcement of electric reliability-related activities. | [32 empty] | US | X
| Remote device operation |  |  |  | Service | Conceptual |  | Automation Service | Operations |  | Exert remote device control | [18 empty] | X | [13 empty] | US
| Remote device operation |  |  |  | Service | Conceptual |  | Automation Service | Operations |  | Exert remote device control | [18 empty] | X | [13 empty] | US
| Remote device operation |  |  |  | Service | Conceptual |  | Automation Service | Operations |  | Exert remote device control to grid attached loads | [18 empty] | X | [13 empty] | US
| Renewable DER | [9 empty] | DER system whose prime mover energy comes from renewable sources, including water, solar, wind, and biofuels | [19 empty] | X | [11 empty] | Lcl 1 DER |  |  | DER
| Renewable Facility |  |  |  | Actor | Logical |  | Facility | Generation | Process | Renewable Generation Facility | [18 empty] | X | [13 empty] | US | X | 1
| Renewable Generation Forecaster |  |  |  | system | [5 empty] | Compute forecast for renewable generation in controlled area based on weather forecast | [25 empty] | X | [5 empty] | CUG | EU |  | p
| Renewable Generation Forecaster |  |  |  | System | [32 empty] | X |  |  |  |  | Distribution Grid Management/Microgrid | EU
| Repair outages |  |  |  | Service | Conceptual |  | Business Service | Service Provider |  | repair the distribution system to minimize outage duration | [18 empty] | X | [13 empty] | US
| Reporting Service |  |  |  | Service | Conceptual |  | Automation Service | Cross-cutting |  | An internal service that reports status based on configurations | [18 empty] | X | [13 empty] | US
| Request bid |  |  |  | Service | Conceptual |  | Automation Service | Service Provider |  | Provides Energy Bid request for a market trading period | [18 empty] | X | [13 empty] | US
| Request market products |  |  |  | Service | Conceptual |  | Business Service | Operations |  | Provides the capability to request the procurement of energy market products | [18 empty] | X | [13 empty] | US
| Reserve Allocator |  |  |  | Role | Conceptual |  | Organization | Market | Market | A party that is responsible for reconciling, within a Metering grid area, the volumes used in the imbalance settlement process for profiled metering points and the actual metered quantities. | [17 empty] | X | [14 empty] | US | X
| Reserve Allocator |  |  |  | Role | [5 empty] | Informs the market of reserve requirements, receives tenders against the requirements and in compliance with the prequalification criteria, determines what tenders meet requirements and assigns tenders. | [21 empty] | X | [9 empty] | ENTSO-E Role model | EU
| Reserve Forecasting |  |  |  | Service | Conceptual |  | Automation Service | Transmission |  | Analytics necessary to ensure Energy Resource (Generation, storage, &c) reserves are available to match expected contingency margin. Includes locational-based pricing | [18 empty] | X | [13 empty] | US
| Reserve Management Support |  |  |  | Service | Conceptual |  | Automation Service | Operations |  | Provide a mechanism to manage the operation of grid connected energy resources that are enrolled as reserves | [18 empty] | X | [13 empty] | US
| Residential Customer | Eur: Home Customer |  |  | Actor | Logical |  | Organization | Customer |  | A residential consumer of electricity (Eur:includes also agriculture users) may also be involved in contract-based Demand/Response. | [17 empty] | X | [14 empty] | US | X
| Resource Aggregation | N: Resource |  |  | Service | Conceptual | Processor | Organization | Service Provider |  | The act of collecting a set of resources into an Aggregation. |  |  | function/ service | [14 empty] | X | [14 empty] | US | X | 1
| Resource optimization |  |  |  | Service | Conceptual |  | Automation Service | Operations |  | Provides a mechanism to optimize grid connected energy resources based on estabilished parameters | [18 empty] | X | [13 empty] | US
| Resource Provider |  |  |  | Role | Conceptual |  | Role | Operations | Market | A role that manages a resource object and provides the schedules for it (Description from ETSO-E market document). | [17 empty] | X | [14 empty] | US | X | 1
| Resource Provider |  |  |  | Role | [5 empty] | A role that manages a resource object and provides the schedules for it | [21 empty] | X | [9 empty] | ENTSO-E Role model | EU
| Respond to bid |  |  |  | Service | Conceptual |  | Automation Service | Service Provider |  | Provides Energy Bid request for a market trading period | [18 empty] | X | [13 empty] | US
| Response Method Aggregator | N: Response Method Aggregation |  |  | Role | Logical |  | Organization | Service Provider | Enterprise | A logical entity that has a reportable interval level of consumption, e.g. a physical entity that may have its own meter, a neighborhood of homes that has a net meter, or an estimate of consumption of an aggregation of retail customers. | [9 empty] | X |  | X | [20 empty] | US | X | 1
| Restoration Service |  |  |  | Service | Conceptual |  | Automation Service | Cross-cutting |  | A service that returns an entity to a previous state | [18 empty] | X | [13 empty] | US
| restricted market notification service |  |  |  | Service | Conceptual |  | Automation Service | Market |  | Provide a participant notification system for periods of time when the market is restricted by abnormal conditions | [18 empty] | X | [13 empty] | US
| restricted market notification service |  |  |  | Service | Conceptual |  | Automation Service | Market |  | Provide a participant notification system for periods of time when the market is restricted by planned conditions | [18 empty] | X | [13 empty] | US
| Retail Customer | E: End Use Customer; CM: Utility Customer; NR: Utility Customer; EU: Home Customer |  |  | Role | Conceptual |  | Organization | Customer |  | An entity that consumes and/or pays for electrical goods or services. A customer of a utility, including customers who provide more power than they consume. This customer may be a residential consumer or also an entity (e.g. department, tenant) within a larger building. | role | consumer | [7 empty] | X |  |  | X |  |  | X | [16 empty] | US | X
| Retail DER Energy Management System (RDEMS) | [29 empty] | X | [11 empty] | Lvl 3 REP and ICT |  |  | DER
| Retail Energy Market System |  |  |  | System | [5 empty] | Applications related to the Retail Market | [24 empty] | X | [6 empty] | SG3 | EU
| Retail Energy Provider (REP) | [9 empty] | Third party managing DER systems based on market information | [19 empty] | X | [11 empty] | Lvl 3 REP and ICT |  |  | DER
| Retail Market |  |  |  | Service | Logical |  | Organization | Market | Market | The Retail Market clears bids and offers, or otherwise sets retail prices. | [7 empty] | X |  |  |  | X | [20 empty] | US | X
| Retail Market (generic) | [29 empty] | X | [11 empty] | Lvl 5 Trans. And Market |  |  | DER
| Retailing |  |  |  | Service | Conceptual |  | Application | Market | Enterprise | Retailers sell power to end customers and may in the future aggregate or broker between customers or into the market. Most are connected to a trading organization to allow participation in the wholesale market. | [9 empty] | X | [22 empty] | US | X
| Retrofilter |  |  |  | Role | [32 empty] | X |  |  |  |  | Electric-transportation (ET) | EU
| Retrofitter |  |  |  | Role | [32 empty] | X |  |  |  |  | Electric-transportation (ET) | EU
| Review protection schemes |  |  |  | Service | Conceptual |  | Business Service | Operations |  | Reviews proposed remedial action schemes (RAS) | [18 empty] | X | [13 empty] | US
| Root Cause Analysis: |  |  |  | Service | Conceptual |  | Business Service | Distribution |  | This service manages the support of field crew investigations into root cause analysis of distribution system failures | [18 empty] | X | [13 empty] | US
| SCADA system |  |  |  | Application | [5 empty] | Supervisory Control And Data Acquisition system provides the basic functionality for implementing EMS or DMS, especially provides the communication with the substations to monitor and control the grid. | [26 empty] | X |  |  |  |  | DKE Repository | EU
| Scenario planner |  |  |  | Service | Conceptual |  | Automation Service | Distribution |  | Provides visualization of circuit configuration scenarios for optimal load serving capability. | [18 empty] | X | [13 empty] | US
| Scenario planner |  |  |  | Service | Conceptual |  | Automation Service | Distribution |  | Provides visualization of circuit configuration scenarios for optimal load serving capability. | [18 empty] | X | [13 empty] | US
| Scenario planner |  |  |  | Service | Conceptual |  | Automation Service | Distribution |  | Provides visualization of circuit configuration scenarios for optimal load serving capability. | [18 empty] | X | [13 empty] | US
| Scenario planner |  |  |  | Service | Conceptual |  | Automation Service | Distribution |  | Provides visualization of circuit configuration scenarios for optimal load serving capability. | [18 empty] | X | [13 empty] | US
| schedule generation |  |  |  | Service | Conceptual |  | Business Service | Operations |  | Identify economically optimal schedules for supply resources | [18 empty] | X | [13 empty] | US
| Schedule Outages |  |  |  | Service | Conceptual |  | Business Service | Operations |  | Schedules outages when they will have the least impact to the reliable operation of the grid | [18 empty] | X | [13 empty] | US
| schedule support service |  |  |  | Service | Conceptual |  | Automation Service | Bulk Generation |  | Provide a platform to analyze physical schedules against the capablity of the facility in its environment | [18 empty] | X | [13 empty] | US
| schedule support service |  |  |  | Service | Conceptual |  | Automation Service | Bulk Generation |  | Provide a platform to analyze physical schedules against the capablity of the facility in its environment | [18 empty] | X | [13 empty] | US
| schedule transmission |  |  |  | Service | Conceptual |  | Business Service | Operations |  | provide a mechanism to match supply schedules with transmission capacity | [18 empty] | X | [13 empty] | US
| schedule workcrew |  |  |  | Service | Conceptual |  | Business Service | Operations |  | Schedule the appropriate resources for outage resolution | [18 empty] | X | [13 empty] | US
| Scheduling Coordinator |  |  |  | Role | Conceptual |  | Organizational Entity | Operations |  | A party that is responsible for the schedule information and its exchange on behalf of a balance responsible party. For example in the Polish market a Scheduling Coordinator is responsible for information interchange for scheduling and settlement. | [10 empty] | X | X | [5 empty] | X | [14 empty] | US | X
| Scheduling Coordinator |  |  |  | Role | [5 empty] | A party that is responsible for the schedule information and its exchange on behalf of a balance responsible party. For example in the Polish market a Scheduling Coordinator is responsible for information interchange for scheduling and settlement. | [21 empty] | X | [9 empty] | ENTSO-E Role model | EU
| Scheduling Entity |  | SE | SE | Role | Conceptual |  | Organizational Entity | Service Provider |  | A role which carries the responsibility of submitting bids/offers and receives Schedules and Awards. | [11 empty] | X | [20 empty] | US | X
| Sectionalizer |  |  |  | Actor | Logical |  | Device | Distribution | Field Device | Are used to isolate circuits with persistant current poor ground faults by opening branch circuits bypassing the faulty circuit | [9 empty] | X | [22 empty] | US | X
| Secure communication |  |  |  | Service | Conceptual |  | Business Service | Cross-cutting |  | Provide mechanism to ensure that communication is not interfered with | [18 empty] | X | [13 empty] | US
| Secure Mobility Support Service |  |  |  | Service | Conceptual |  | Business Service | Cross-cutting |  | This service provides secure mobility for communications with Smart Grid field equipment | [18 empty] | X | [13 empty] | US
| Security Assurance Service |  |  |  | Service | Conceptual |  | Business Service | Cross-cutting |  | This service provides Security Assurance Services to determine the level of security provided by another environment. | [18 empty] | X | [13 empty] | US
| Security Enforcement |  |  |  | Service | Conceptual |  | Automation Service | Cross-cutting |  | A service that enforces the security policies of the domain | [18 empty] | X | [13 empty] | US
| Security Enforcement |  |  |  | Service | Conceptual |  | Automation Service | Cross-cutting |  | A service that enforces the security polices of the domain | [18 empty] | X | [13 empty] | US
| Security Enforcement |  |  |  | Service | Conceptual |  | Automation Service | Cross-cutting |  | A service that enforces the security policies of the domain | [18 empty] | X | [13 empty] | US
| Security Management | NR: Security/Network/System Management |  |  | Service | Conceptual |  | Application | Operations | Enterprise | The A service that provides management of security policies, distribution and maintenance of security credentials, and centralized authentication and authorization as appropriate. | [9 empty] | X |  |  | X | [19 empty] | US | X
| Security Policy Enforcement for Field Equipment Operations |  |  |  | Service | Conceptual |  | Business Service | Cross-cutting |  | This service enforces the security policies for smart grid field operations. | [18 empty] | X | [13 empty] | US
| Security Policy Exchange Service |  |  |  | Service | Conceptual |  | Business Service | Cross-cutting |  | This service manages a Security Policy Exchange Service. This enables a Security context to be negotiated on the basis of exchanged security policies | [18 empty] | X | [13 empty] | US
| Segmentation Management |  |  |  | Service | Conceptual |  | Automation Service | Cross-cutting |  | A services that sets intra-domain particitioning rules | [18 empty] | X | [13 empty] | US
| sell energy |  |  |  | Service | Conceptual |  | Business Service | Service Provider |  | services that enable selling energy | [18 empty] | X | [13 empty] | US
| Sensor Communications |  |  |  | Service | Conceptual |  | Automation Service | Operations |  | mechanism to maintain communications with grid connected sensors | [18 empty] | X | [13 empty] | US
| Service Level Agreement Compliance |  |  |  | Service | Conceptual |  | Business Service | Customer |  | Manage compliance with Service Level Agreements (SLAs) using service performance data. | [18 empty] | X | [13 empty] | US
| Service Level Agreement Management |  |  |  | Service | Conceptual |  | Business Service | Customer |  | Perform life-cycle management of Service Level Agreements (SLAs) in support of business goals. | [18 empty] | X | [13 empty] | US
| Service Managey |  |  |  | Service | Conceptual |  | Automation Service | Cross-cutting |  | A service the finds other services | [18 empty] | X | [13 empty] | US
| Service Managey |  |  |  | Service | Conceptual |  | Automation Service | Customer |  | A service the finds other services | [18 empty] | X | [13 empty] | US
| Service Provider | EU: Supplier; EU: Retailer;RM: 3rd Party, 3rd Party, External Systems;IE: 3rd Party Services; 3rd Party | SP | SP | Role | Conceptual |  | Organization | Service Provider | Enterprise | An organization which coordinates resources to support the energy industrydeliver electricity, gas and clean energy products and services to a market or distribution operator. | [9 empty] | X |  | X | X |  |  |  | X | [15 empty] | US | X
| Service Provider Storage Management | RM: Utility Energy Management Service; CM: Local Service Provider EMS |  |  | Service | Logical |  | Application | Operations | Enterprise | A service that provides supervisory energy storage management on behalf of the customers, such as batteries. | [8 empty] | X | [23 empty] | US | X
| Service restoration authorization |  |  |  | Service | Conceptual |  | Automation Service | Distribution |  | This service provides the authorization signals from sensor or system algorithms to enable restoration of circuit areas. | [18 empty] | X | [13 empty] | US
| Service restoration signaling |  |  |  | Service | Conceptual |  | Automation Service | Distribution |  | This service provides the control signals for restoration of circuit areas by actuating line devices. | [18 empty] | X | [13 empty] | US
| Services Acquistion Security Policy Management |  |  |  | Service | Conceptual |  | Business Service | Cross-cutting |  | This service enforces the security policies for smart grid services acquisition | [18 empty] | X | [13 empty] | US
| Settle market |  |  |  | Service | Conceptual |  | Business Service | Market |  | manage the settlement of market charges | [18 empty] | X | [13 empty] | US
| settlement support service |  |  |  | Service | Conceptual |  | Automation Service | Market |  | Provide a platform to use collected data to settle the market for all participants | [18 empty] | X | [13 empty] | US
| Sheddable Loads |  |  |  | Role | Logical |  | Device | Customer | Customer | Individual loads that may be shed or controlled to reduce power demand. | [15 empty] | X | [16 empty] | US | X | 1
| Short Circuit Analysis |  |  |  | Service | Conceptual |  | Business Service | Distribution |  | This service manages the analysis of short circuits within distribution systems | [18 empty] | X | [13 empty] | US
| Short Term Load Forecasts: |  |  |  | Service | Conceptual |  | Business Service | Distribution |  | This service manages short term load forecasting | [18 empty] | X | [13 empty] | US
| Simple external consumer display |  |  |  | System | [5 empty] | Display providing accurate information on consumption, tariffs and so on in order to increase consumer awareness. | [27 empty] | X |  |  |  | SMCG | EU
| Simple external consumer display |  |  |  | - | [32 empty] | X |  |  |  |  | Smart Home/Commercial/Industrial/DR-Customer EMS | EU
| Simple external consumer display |  |  |  | - | [32 empty] | X |  |  |  |  | Smart Home/Commercial/Industrial/DR-Customer EMS | EU
| Simple external consumer display |  |  |  | - | [5 empty] | 0 | [26 empty] | X |  |  |  |  | Smart Home/Commercial/Industrial/DR-Customer EMS | EU
| simulate market |  |  |  | Service | Conceptual |  | Business Service | Market |  | Provide mechanisms to simulate the power market | [18 empty] | X | [13 empty] | US
| simulate power flow |  |  |  | Service | Conceptual |  | Business Service | Market |  | provide simulation mechanisms to analyze power flow of the electric grid | [18 empty] | X | [13 empty] | US
| simulate system |  |  |  | Service | Conceptual |  | Business Service | Transmission |  | shall manage a mechanism to create on demand digital simulations of the system | [18 empty] | X | [13 empty] | US
| Simulate system |  |  |  | Service | Conceptual |  | Business Service | Operations |  | Provide simulation of the electrical power system | [18 empty] | X | [13 empty] | US
| Smart appliance (white goods) |  |  |  | - | [5 empty] | An example of a smart device is a smart white goods appliance which is an appliance that has the capability to act in response to a signal from the grid and thereby optimize its behaviour towards the energy supply network. The signal can be received from a utility or a third party energy service provider directly or via a home energy management system. The signal can be information like the cost of energy or the amount of availablerenewable energy, or it can be a Demand Respond signal (delay load signal or other related information) that the appliance must receive, interpret and react upon based on pre-set or active consumer input. The smart appliance is not guaranteed to respond, but will do so based on its status and user settings in order to ensure the expected performance.The consumer has the ultimate control of the appliance and can override any specific mode (e.g. override a delay to allow immediate operation, limit delays to no more than a certain number of hours, or maintain a set room temperature). Any appliance operation settings or modes shall be easy for an average, non-technical consumer to activate or implement. | [25 empty] | X | [5 empty] | CUG | EU
| Smart appliance (White goods) |  |  |  | - | [5 empty] | 0 | [26 empty] | X |  |  | X | - |  | US
| Smart appliance Generator ( external actor) |  |  |  | - | [5 empty] | The smart appliance with integrated EM, directly receiving data from the grid, through the SGCP. The appliance may contain of be connected to a Plug in electricity meters that measures individual appliance consumption or output. Since the smart appliance / generator is outside the scope of the SGCG, it must be seen as an external actor | [26 empty] | X |  |  |  |  | Smart Home/Commercial/Industrial/DR-Customer EMS | EU
| Smart appliance Generator ( external actor) |  |  |  | - | [5 empty] | The smart appliance with integrated EM, directly receiving data from the grid, through the SGCP. The appliance may contain of be connected to a Plug in electricity meters that measures individual appliance consumption or output. Since the smart appliance / generator is outside the scope of the SGCG, it must be seen as an external actor | [26 empty] | X |  |  |  |  | Smart Home/Commercial/Industrial/DR-Customer EMS | EU
| Smart appliances |  |  |  | - | [5 empty] | - | [26 empty] | X |  |  |  |  | Smart Home/Commercial/Industrial/DR-Customer EMS | EU
| Smart appliances |  |  |  | - | [5 empty] | 0 | [26 empty] | X |  |  |  |  | Smart Home/Commercial/Industrial/DR-Customer EMS | EU
| smart device |  |  |  | - | [5 empty] | A smart device may be an appliance, generator or storage device (Local storage devices include direct and functional electricity storages such as electrochemical batteries, heat pumps and micro CHP such as fuel cells with heat buffers, air conditioning and cooling devices with thermal inertia, etc…). The smart device can receive data directly from the grid, though an interface with the CEM and can react to commands and signals from the grid in an intelligent way. Since the smart device is outside the scope of the SGCG, it must be seen as an external actor | [25 empty] | X | [5 empty] | GUC | EU
| Smart device |  |  |  | - | [5 empty] | 0 | [26 empty] | X |  |  |  |  | Smart Home/Commercial/Industrial/DR-Customer EMS | EU
| Smart device |  |  |  | - | [5 empty] | 0 | [26 empty] | X |  |  |  |  | Smart Home/Commercial/Industrial/DR-Customer EMS | EU
| Smart Device |  |  |  | - | [5 empty] | A smart device may be an appliance, generator or storage device (Local storage devices include direct and functional electricity storages such as electrochemical batteries, heat pumps and micro CHP such as fuel cells with heat buffers, air conditioning and cooling devices with thermal inertia, etcâ€¦). The smart device can receive data directly from the grid, though an interface with the CEM and can react to commands and signals from the grid in an intelligent way. Since the smart device is outside the scope of the SGCG, it must be seen as an external actor | [29 empty] | X | - |  | US
| Smart Meter |  |  |  | Actor | Logical |  | Device | Customer |  | Smart Meter is a device used to measure watts, vars, var-hours, volt-amperes, or volt-ampere-hours. When part of an Smart Grid infrastructure its includes communcations capabiltities that allow it to particpate in monitoring and control - including Demand/Response and Load Management System programs. Can be composed of components for incremental action | [14 empty] | X | [17 empty] | US | X
| Smart meter |  |  |  | - | [5 empty] | The metering end device is a combination of the following meter-related functions from the Smart Metering reference architecture: â€¢ Metrology functions including the conventional meter display (register or index) that are under legal metrological control. When under metrological control, these functions shall meet the essential requirements of the MID; â€¢ One or more additional functions not covered by the MID. These may also make use of the display; â€¢ Meter communication functions. | [26 empty] | X |  |  |  |  | Smart Home/Commercial/Industrial/DR-Customer EMS | EU
| Smart Meter |  |  |  | - | [5 empty] | 0 | [26 empty] | X |  |  |  |  | Smart Home/Commercial/Industrial/DR-Customer EMS | EU
| Smart meter |  |  |  | - | [5 empty] | The metering end device is a combination of the following meter-related functions from the Smart Metering reference architecture: | [26 empty] | X |  |  |  |  | Smart Home/Commercial/Industrial/DR-Customer EMS | EU
| Smart meter |  |  |  | - | [5 empty] | - | [26 empty] | X |  |  |  |  | Smart Home/Commercial/Industrial/DR-Customer EMS | EU
| Smart meter |  |  |  | - | [5 empty] | The metering end device is a combination of the following meter-related functions from the Smart Metering reference architecture: â€¢ Metrology functions including the conventional meter display (register or index) that are under legal metrological control. When under metrological control, these functions shall meet the essential requirements of the MID; â€¢ One or more additional functions not covered by the MID. These may also make use of the display; â€¢ Meter communication functions. | [26 empty] | X |  |  |  |  | Smart Home/Commercial/Industrial/DR-Customer EMS | EU
| Smart meter |  |  |  | - | [5 empty] | - | [26 empty] | X |  |  |  |  | Smart Home/Commercial/Industrial/DR-Customer EMS | EU
| Smart Meter (SM) |  |  |  | System | [5 empty] | The metering end device is a combination of the following meter-related functions from the Smart Metering reference architecture: • Metrology functions including the conventional meter display (register or index) that are under legal metrological control. When under metrological control, these functions shall meet the essential equirements of the MID; • One or more additional functions not covered by the MID. These may also make use of the display; • Meter communication functions. | [25 empty] | X | [5 empty] | GUC | EU
| Smart Meter (SM) |  |  |  | System | [5 empty] | Meter with additional functionalities one of which is data communication. | [26 empty] | X |  |  |  |  | Electric-transportation (ET) | EU
| Smart Meter (SM) |  |  |  | System | [5 empty] | The metering end device is a combination of the following meter-related functions from the Smart Metering reference architecture: â€¢ Metrology functions including the conventional meter display (register or index) that are under legal metrological control. When under metrological control, these functions shall meet the essential requirements of the MID; â€¢ One or more additional functions not covered by the MID. These may also make use of the display; â€¢ Meter communication functions. | [26 empty] | X |  |  | X | - |  | US
| Smart Meter (SM) |  |  |  | System | [5 empty] | The metering end device is a combination of the following meter-related functions from the Smart Metering reference architecture: â€¢ Metrology functions including the conventional meter display (register or index) that are under legal metrological control. When under metrological control, these functions shall meet the essential requirements of the MID; â€¢ One or more additional functions not covered by the MID. These may also make use of the display; â€¢ Meter communication functions. | [26 empty] | X |  |  | X | - |  | US
| Smart Metering gateway (LNAP) |  |  |  | - | [5 empty] | An access point (functional entity) that allows access to one or more metering end devices and, when equipped with an interface, to advanced display / home automation end devices connected to the local network. A LNAP also may allow data exchange between different functional entities connected to the same LN. The LNAP may act simply as a router transferring messages between the metering end device and/or display/home automation devices and the Neighbourhood network of wide area network. It may also provide services including protocol conversion, device management, security and service capabilities. Services may be provided as functions of the LNAP itself or provide proxy services on behalf of limited capability devices connected to the local network | [25 empty] | X | [5 empty] | GUC | EU
| Smart Metering gateway (LNAP) |  |  |  | - | [5 empty] | An access point (functional entity) that allows access to one or more metering end devices and, when equipped with an interface, to advanced display / home automation end devices connected to the local network. A LNAP also may allow data exchange between different functional entities connected to the same LN. The LNAP may act simply as a router transferring messages between the metering end device and/or display/home automation devices and the Neighbourhood network of wide area network. It may also provide services including protocol conversion, device management, security and service capabilities. Services may be provided as functions of the LNAP itself or provide proxy services on behalf of limited capability devices connected to the local network | [26 empty] | X |  |  |  |  | Smart Home/Commercial/Industrial/DR-Customer EMS | EU
| Smart Metering gateway (LNAP) |  |  |  | - | [5 empty] | An access point (functional entity) that allows access to one or more metering end devices and, when equipped with an interface, to advanced display / home automation end devices connected to the local network. A LNAP also may allow data exchange between different functional entities connected to the same LN. The LNAP may act simply as a router transferring messages between the metering end device and/or display/home automation devices and the Neighbourhood network of wide area network. It may also provide services including protocol conversion, device management, security and service capabilities. Services may be provided as functions of the LNAP itself or provide proxy services on behalf of limited capability devices connected to the local network | [26 empty] | X |  |  |  |  | Smart Home/Commercial/Industrial/DR-Customer EMS | EU
| Smart Metering gateway (LNAP) |  |  |  | - | [5 empty] | An access point (functional entity) that allows access to one or more metering end devices and, when equipped with an interface, to advanced display / home automation end devices connected to the local network. A LNAP also may allow data exchange between different functional entities connected to the same LN. The LNAP may act simply as a router transferring messages between the metering end device and/or display/home automation devices and the Neighbourhood network of wide area network. It may also provide services including protocol conversion, device management, security and service capabilities. Services may be provided as functions of the LNAP itself or provide proxy services on behalf of limited capability devices connected to the local network | [26 empty] | X |  |  |  |  | Smart Home/Commercial/Industrial/DR-Customer EMS | EU
| Solar | CM: Formerly under only solar |  |  | Role | Logical |  | Device | Generation | Process | Photovoltiac arrays generate power directly. Their ouput is typically used in three ways: 1) direct attached to the grid, 2) By charging batteries or 3) running pumps for a storage facility allowing the storaged energy to be used on scheduled intervals. Power produced by these facilities is sold on the wholesale market. These arays are found in substations, building roof tops(commercial, school, factory) and solar farms. | [9 empty] | X | [22 empty] | US | X | 1
| Stakeholder data communications support |  |  |  | Service | Conceptual |  | Automation Service | Bulk Generation |  | Provide authorized actors with timely information | [18 empty] | X | [13 empty] | US
| Stakeholder Planning and Reporting |  |  |  | Service | Conceptual |  | Application | Operations | Enterprise | These roles actors perform track and manage the needs and concerns of various utility stakeholders by monitoring customer input, regulators, service standards, and legal proceedings. | [9 empty] | X | [22 empty] | US | X
| Stakeholder Planning and Reporting (SPM) |  |  |  | Application | [5 empty] | These actors perform track and manage the needs and concerns of various utility stakeholders by monitoring customer input, regulators, service standards, and legal proceedings. | [23 empty] | X | [7 empty] | 61968-IRM | EU
| Standardization Body |  |  |  | Actor | Conceptual |  | Organization | Operations | Enterprise | Responsible for standardization of all relevant elements and components within the electricity supply chain, which leads to harmonizaing relevant services, support towards removing barriers to trade, creating new market opportunities and reducing manufacturing costs. | [16 empty] | X | [15 empty] | US | X
| State estimation collector |  |  |  | Service | Conceptual |  | Automation Service | Transmission |  | Collects the state estimation data required for state estimation algorithms. | [18 empty] | X | [13 empty] | US
| State estimation collector |  |  |  | Service | Conceptual |  | Automation Service | Distribution |  | Collects the state estimation data required for state estimation algorithms. | [18 empty] | X | [13 empty] | US
| State estimation collector |  |  |  | Service | Conceptual |  | Automation Service | Distribution |  | Collects the state estimation data required to execute state estimation algorithms. | [18 empty] | X | [13 empty] | US
| State Estimation Support: |  |  |  | Service | Conceptual |  | Business Service | Distribution |  | This service manages the state estimation process using available information available from field equipment. | [18 empty] | X | [13 empty] | US
| State Management |  |  |  | Service | Conceptual |  | Automation Service | Customer |  | A service that places an enitity into a specific state (maintance) | [18 empty] | X | [13 empty] | US
| Storage |  |  |  | Role | Conceptual |  | Service | Cross Cutting | Process | Storage of energy. Storage may serve the transmission, service provider distribution, or customer domain. | [8 empty] | X | [23 empty] | US | X | 1 | Cross cutting because control varies with the deployment scenarios
| Storage |  |  |  | System | [32 empty] | X |  |  |  |  | Distribution Grid Management/Microgrid | EU |  | p
| Storm condition triage |  |  |  | Service | Conceptual |  | Automation Service | Distribution |  | This service executes the initial phase of a storm plan to ensure processes are optimized for efficient storm operations. | [18 empty] | X | [13 empty] | US
| Submeter | NR: Sub-Meter – Energy Usage Metering Device (EUMD); E: Intelligent Sub-Metering Device |  |  | Actor | Physical |  | Device | Customer | Field Equipment | Additional meter used to measure special purpose electric usage and/or generation at customer sites. Typically used at customer sites with distributed generation devices, electric vehicles or multi-dwelling units. May also analyze energy cost/consumption. |  |  |  | X | X |  |  |  |  | X |  |  | X |  |  | X | [16 empty] | US | X
| submeter Measurement Collector |  |  |  | Service | Conceptual |  | Automation Service | Service Provider |  | Collects measurement from end device equipment | [18 empty] | X | [13 empty] | US
| submetering service |  |  |  | Service | Conceptual |  | Business Service | Service Provider |  | make accurate submetering data of various loads available to various authorized parties | [18 empty] | X | [13 empty] | US
| Substation and network inventory (AMEINV) |  |  |  | Application | [5 empty] | The electrical substation and network assets that a utility owns, or for which has legal responsibility, and will maintain an accurate asset register developed around an asset hierarchy that supports advanced asset management functions. | [23 empty] | X | [7 empty] | 61968-IRM | EU
| Substation Control System (SCS) |  |  |  | - | [5 empty] | (Primary or secondary) Substation Control System implementing the function. Performs state estimation based on real-time measurement data. Derives control actions from analysis of power flow situation | [25 empty] | X | [5 empty] | GUC | EU
| Substation Control System (SCS) |  |  |  | Generic Role | [32 empty] | X |  |  |  |  | Distribution Grid Management/Microgrid | EU
| Supervisory Control and Data Acquisition | RM: 1) SCADA/DMS & 2) SCADA | D-SCADA | D-SCADA | Service | Logical |  | Application | Operations | Operations | Distribution SCADA transmits/receives status and controls individual remote devices(IED) and sensors. Manages energy consumption by controlling compliant devices, and allows operators to directly control power system equipment. Required scope, speed, and accuracy of real-time measurements are provided, supervisory and closed-loop control is supported. Quite oftem provides it inforamtion to a Distributed Managment System (DSM) or Customer Information System (CIS) to outage scenarios. | system actor | grid operator |  | X | X | X | [6 empty] | X | [19 empty] | US | X
| Supplier |  |  |  | Role | [5 empty] | Entity that offers contracts for supply of energy to a consumer (the supply contract). Within this role he will initiate DSM activities NOTE: In some countries referred to as Retailer | [21 empty] | X | [9 empty] | ENTSO-E Role model | EU
| Supply Chain Logistics |  |  |  | Service | Conceptual |  | Application | Operations | Enterprise | Supply Chain and Logistics services actors manage the processes for acquiring and stocking necessary supplies. This includes an inventories' location be it in a field warehouse on installed in the field. Included are items such as inventory asset type, age, performance characteristics, installation date, spatial location. | [9 empty] | X | [22 empty] | US | X
| Supply Chain Logistics (SC) |  |  |  | Application | [5 empty] | Business function or service that manages supplier and customer business accounts | [23 empty] | X | [7 empty] | 61968-IRM | EU
| Supply Forecast support |  |  |  | Service | Conceptual |  | Automation Service | Operations |  | Provides a series of forecasts that support future points in time based on generation availability to support grid connected demand | [18 empty] | X | [13 empty] | US
yes | Supporting Objects | [6 empty] | Data | Customer |  | Objects that support the interaction of Business Entities and Demand Response Objects. | [11 empty] | X | [20 empty] | US | X
| survivable communication management |  |  |  | Service | Conceptual |  | Automation Service | Bulk Generation |  | Provide a platform to manage survivable communications between energy sources | [18 empty] | X | [13 empty] | US
| Switch | CM: Normally Open Switch | NO-Switch | NO-Switch | Actor | Physical |  | Device | Distribution |  | Circuit reconfiguration is widely used to support roles such as balance loading, improve voltage regulation and reduce system losses. Reconfiguration is accomplished by opening and closing switches, sectionalizers, and etc. This includes normally open and closed switches whose state depends on the domain/roles being instantiated | [9 empty] | X | [22 empty] | US | X
| Switch Action Scheduling And Operation Work Scheduling |  | OP-SSC |  | Service | Logical |  | Application | Operations | Operations | Switch action scheduling provides supports for handling all aspects relevant to switch order formulation, drawing up operating guidelines, dispatching repair crews and informing customers affected. It assists in collecting the related data and delivering it in the various forms required. | [17 empty] | X | [14 empty] | US | X
| Switch action scheduling / operation work scheduling (OPSSC) |  |  |  | Application | [5 empty] | Switch action scheduling provides supports for handling all aspects relevant to switch order formulation, drawing up operating guidelines, dispatching repair crews and informing customers affected. It assists in collecting the related data and delivering it in the various forms required. | [23 empty] | X | [7 empty] | 61968-IRM | EU
| Switch action scheduling / operation work scheduling (OP-SSC) |  |  |  | Application | [35 empty] | X | - |  | US
| Swithcing sequencer |  |  |  | Service | Conceptual |  | Automation Service | Transmission |  | provides action sequencing to adjust loads in the least disruption fashion | [18 empty] | X | [13 empty] | US
| Synchronize Time |  |  |  | Service | Conceptual |  | Business Service | Operations |  | Manage frequency so that a clock connected to the grid is kept within tolerance of a reference clock | [18 empty] | X | [13 empty] | US
| Synchronizing equipment | [9 empty] | Equipment that synchronizes the frequency between two EPSs | [19 empty] | X | [11 empty] | Lvl 0 EPS |  |  | DER
| System Administrator |  |  |  | Person | [5 empty] | 0 | [29 empty] | X |  |  | US
| system balance service |  |  |  | Service | Conceptual |  | Automation Service | Transmission |  | Detects changes in the load on the system and adjusts the operational schedule of the unit to stay within the regulatory tolerances | [18 empty] | X | [13 empty] | US
| system balance service |  |  |  | Service | Conceptual |  | Automation Service | Bulk Generation |  | Detects changes in the load on the system and adjusts the operational schedule of the unit to stay within the regulatory tolerances | [18 empty] | X | [13 empty] | US
| System loss adjustment |  |  |  | Service | Conceptual |  | Automation Service | Distribution |  | Executes the necessary system actions to minimize system energy losses. (one action could be system voltage control) | [18 empty] | X | [13 empty] | US
| System loss adjustment |  |  |  | Service | Conceptual |  | Automation Service | Distribution |  | Executes the necessary system actions to minimize system energy losses. (one action could be system voltage control) | [18 empty] | X | [13 empty] | US
| System loss analysis |  |  |  | Service | Conceptual |  | Automation Service | Distribution |  | Perform the calculated system loss analysis across the distribution system. | [18 empty] | X | [13 empty] | US
| System loss analysis |  |  |  | Service | Conceptual |  | Automation Service | Distribution |  | Perform the calculated system loss analysis across the distribution system. | [18 empty] | X | [13 empty] | US
| System operation |  |  |  | Service | Conceptual |  | Automation Service | Distribution |  | Execution of system protection functions within the distribution grid. | [18 empty] | X | [13 empty] | US
| System Operator | NR: Energy Service Provider; Transmission/Distribution Service Provider; EU: Transmission System Operator; EU: Distribution System Operator | SO | SO | Role | Conceptual |  | Organization | Operations | Operations | An role entity which is resonsible for operating, ensuring the maintenance of and, if necessary, developing the system in a given area, where applicable, its interconnections with other systems and for ensuring the long-term ability of the system to meet reasonable demands forelectricity. | [11 empty] | X |  |  |  |  | X | [15 empty] | US | X
| System Operator |  |  |  | Role | [5 empty] | A party that is responsible for a stable power system operation (including the organisation of physical balance) through a transmission grid in a geographical area. The SO will also determine and be responsible for cross border capacity and exchanges. If necessary he may reduce allocated capacity to ensure operational stability. Transmission as mentioned above means "the transport of electricity on the extra high or high voltage network with a view to its delivery to final customers or to distributors. Operation of transmission includes as well the tasks of system operation concerning its management of energy flows, reliability of the system and availability of all necessary system services." (definition taken from the UCTE Operation handbook Glossary). Note: additional obligations may be imposed through local market rules. | [21 empty] | X | [9 empty] | ENTSO-E Role model | EU
| System Operator |  |  |  | Person | [5 empty] | Operator who monitors dynamic behavior of the Grid via GUIs and take actions to either prevent contingencies or improve system efficiency | [25 empty] | X | [5 empty] | GUC | EU
| System Operator |  |  |  | Person | [5 empty] | - | [26 empty] | X |  |  |  |  | Bulk Generation | EU
| System protection results |  |  |  | Service | Conceptual |  | Automation Service | Distribution |  | Provide results of analysis after a system protection event has occurred. | [18 empty] | X | [13 empty] | US
| System Protection: |  |  |  | Service | Conceptual |  | Business Service | Distribution |  | This service manages system protection functions | [18 empty] | X | [13 empty] | US
| System simulator |  |  |  | Service | Conceptual |  | Automation Service | Transmission |  | Provides simulation based upon system design, recorded history (Operational Historian) and what-if scenarios | [18 empty] | X | [13 empty] | US
| System simulator |  |  |  | Service | Conceptual |  | Automation Service | Operations |  | Provides a scenario driven simulator for established parameters for the grid | [18 empty] | X | [13 empty] | US
| System simulator |  |  |  | Service | Conceptual |  | Automation Service | Operations |  | provides a mechanism to support simulation of the grid based for desired parameters based on historical data | [18 empty] | X | [13 empty] | US
| System simulator |  |  |  | Service | Conceptual |  | Automation Service | Operations |  | provides a mechanism to support simulation of the grid based for desired parameters based on historical data | [18 empty] | X | [13 empty] | US
| System simulator |  |  |  | Service | Conceptual |  | Automation Service | Operations |  | provides a mechanism to support simulation of the grid based for desired parameters based on historical data | [18 empty] | X | [13 empty] | US
| System socket administrator |  |  |  | Role | [32 empty] | X |  |  |  |  | Electric-transportation (ET) | EU
| System state estimation |  |  |  | Service | Conceptual |  | Automation Service | Distribution |  | Execution of the state estimation algorithms. | [18 empty] | X | [13 empty] | US
| System State Monitoring: |  |  |  | Service | Conceptual |  | Business Service | Distribution |  | This service manages the migration to state monitoring making use of increasing numbers of field devices that have monitoring capability. Metrics for this service would be the reduction in the band of error surrounding system state. | [18 empty] | X | [13 empty] | US
| System Status |  |  |  | Service | Conceptual |  | Automation Service | Transmission |  | Provides visiblity to all system-wide assets for sheddable loads that are part of Demand/Response programmes | [18 empty] | X | [13 empty] | US
| System Status |  |  |  | Service | Conceptual |  | Automation Service | Transmission |  | Provides visiblity to all system-wide assets for sheddable loads that are part of demand/Response programmes | [18 empty] | X | [13 empty] | US
| TDEMS or TSO EMS | [9 empty] | TDEMS is part of the TSO EMS that manages large DER systems or large aggregations of smaller DER systems | [19 empty] | X | [11 empty] | Lvl 5 Trans. And Market |  |  | DER
| technical support services |  |  |  | Service | Conceptual |  | Business Service | Service Provider |  | provide technical support services that allow the customer to manage their loads | [18 empty] | X | [13 empty] | US
| Telco Operator |  |  |  | - | [5 empty] | 0 | [26 empty] | X |  |  | X | - |  | US
| Test results service |  |  |  | Service | Conceptual |  | Automation Service | Market |  | Collect results from all tests conducted on attached devices | [18 empty] | X | [13 empty] | US
| Test scheduling service |  |  |  | Service | Conceptual |  | Automation Service | Market |  | schedule any testing that needs to be done to assure operation of the grid and attached devices | [18 empty] | X | [13 empty] | US
| Thermal Storage |  |  |  | Role | Logical |  | Device | Cross Cutting | Process | System which stores energy for later use by maintaining material either hotter or colder than ambient temperature. Examples include making ice at night for use during the day and storing heat for later use generating electricity. | [9 empty] | X | [22 empty] | US | X | 1
| Thermostat | RM: Thermometer |  |  | Actor | Physical |  | Device | Customer | Field Equipment | Potentially remotely controllable device which adjusts heating and cooling based on temperature and adjustable settings. Communicationg thermostats are part of BAS and/or DR programme. | [9 empty] | X | X | [21 empty] | US | X
yes | Third Party | RM: 3rd Party, 3rd Party, External Systems;IE: 3rd Party Services |  |  | Service | Conceptual |  | Organization | Service Provider |  | Any entity that has authorization to provide services (such as managed energy services, demand/response) or an exchange information with customers and their systems. This pertains to Service Providers, including aggregators, utilities use 3rd parties information systems for outsourced operations, weather and major events relevant to utility operations. |  |  |  |  | X | [7 empty] | X |  | X | [17 empty] | US | X
yes | Third Party Billing | 3rd party adds no unique attributes |  |  | Service | Logical |  | Application | Service Provider |  | 3rd party service that manages customer billing information, sends billing statements and processes received payments. | [9 empty] | X | [22 empty] | US | X
yes | Third Party Installation and Maintenance | 3rd party adds no unique attributes |  |  | Service | Logical |  | Application | Service Provider |  | 3rd party service that installs and maintains premise equipment. | [9 empty] | X | [22 empty] | US | X
yes | This is becoming the components - Steph to do | RM : DMS functions - DOMA, VVWS, FLIR, MFR, OMS, WMS, etc |  |  | Service Role | Logical |  | Application | Operations |  | Applications usually part of a DMS that are required to support DMS functions such as Distribution Operation Model and Analysis (DOMA),Volt-Var-Watt System (VVWS), Fault Location, Isolation and Repair (FLIR). Examples include topology processor, on-line three-phase unbalanced distribution power flow, contingency analysis, study mode analysis, switch order management, short-circuit analysis, volt/VAR management, loss analysis, flow/state estimation results inclusion of distribution automation capabilities, demand response signaling, distributed energy resources, electric storage, Plug-in Electic Cars (PEV), load management and outage managment. | system actor | grid operator |  |  |  | X | [6 empty] | X | [19 empty] | US | X
| Time Service |  |  |  | Service | Conceptual |  | Automation Service | Cross-cutting |  | A service which provides time to the domain | [18 empty] | X | [13 empty] | US
| Time Synchronization Management |  |  |  | Service | Conceptual |  | Business Service | Cross-cutting |  | This service manages time synchronization across the smart grid | [18 empty] | X | [13 empty] | US |  | p
| Time Synchronization Source | [9 empty] | Source of an accurate time signal | [19 empty] | X | [11 empty] | Lcl 1 DER |  |  | DER
| Timer |  |  |  | System | [5 empty] | An initiator that triggers of time based/scheduled use cases | [27 empty] | X |  |  |  | SMCG | EU
| Topological model management: |  |  |  | Service | Conceptual |  | Business Service | Distribution |  | This service maintains the topological model to maintain the system model in near real-time. | [18 empty] | X | [13 empty] | US
| Topological model management: |  |  |  | Service | Conceptual |  | Business Service | Distribution |  | This service maintains the topological model to maintain the system model in near real-time. | [18 empty] | X | [13 empty] | US
| Topology support |  |  |  | Service | Conceptual |  | Automation Service | Operations |  | Provides a mechanism to maintain current grid path configuration information | [18 empty] | X | [13 empty] | US
| Trade Responsible Party |  |  |  | Role | Conceptual |  | Role | Market |  | A party who can be brought to rights, legally and financially, for any imbalance between energy bought and consumed for all associated metering points. Note: A power exchange without any privileged responsibilities acts as a Trade Responsible Party. | [17 empty] | X | [14 empty] | US | X
| Trade Responsible Party |  |  |  | Role | [5 empty] | A party who can be brought to rights, legally and financially, for any imbalance between energy bought and consumed for all associated metering points. Note: A power exchange without any privileged responsibilities acts as a Trade Responsible Party. Additional information: This is a type of Balance Responsible Party. | [21 empty] | X | [9 empty] | ENTSO-E Role model | EU
| Trading |  |  |  | Service | Conceptual |  | Application | Market |  | Traders are participants in markets, which include aggregators for provision and consumption and curtailment, and other qualified entities. There are a number of companies whose primary business is the buying and selling of energy. | [9 empty] | X | [22 empty] | US | X
| Trading products support service |  |  |  | Service | Conceptual |  | Automation Service | Market |  | Provides support for the creation of trading products for the market | [18 empty] | X | [13 empty] | US
| Transformer Management: |  |  |  | Service | Conceptual |  | Business Service | Distribution |  | This service manages the life-cycle of transformers in field operations | [18 empty] | X | [13 empty] | US
| Transformer modeling |  |  |  | Service | Conceptual |  | Automation Service | Distribution |  | Ongoing assessment of transformer remaining life by utilizing loading over time. | [18 empty] | X | [13 empty] | US
| Transformer specifications |  |  |  | Service | Conceptual |  | Automation Service | Distribution |  | Provides transformer specifications required for predicting transformer life. | [18 empty] | X | [13 empty] | US
| Transmission Actuator |  |  |  | Actor | Physical |  | Device | Transmission |  | Actuator device used for control of devices in the transmission system. | [6 empty] | X | [25 empty] | US | X
| Transmission Asset Management | CM: Transmission.Control |  |  | Service | Logical |  | Application | Transmission | Operations | Performed by roleactors that determine when equipment needs maintenance, calculate the life expectancy of the device, its operation history and maintenance for operational and engineering decisions. | [9 empty] | X | [22 empty] | US | X
| Transmission Battery Storage | CM: Storage |  |  | Actor | Physical |  | Device | Transmission | Power system | Battery Storage is typically located at a transmission switch-yard or substation. They provide dispatchable energy for congestion and peak load relief. Typical recharged either with onsite Photovoltaic (PV) or trickle charging during off-demand intervals. | [9 empty] | X | [22 empty] | US | X | 1
| Transmission Bus Load Model (TBLM) | [29 empty] | X | [11 empty] | Lvl 4 DSO |  |  | DER
| Transmission Capacity Allocator |  |  |  | Role | Conceptual |  | Role | Transmission | Operations | Manages the allocation of transmission capacity for an allocated capacity area. For explicit auctions: The Transmission Capacity Allocator manages, on behalf of the System Operators, the allocation of available transmission capacity for an Allocated capacity area. He offers the available transmission capacity to the market, allocates the available transmission capacity to individual Capacity Traders and calculates the billing amount of already allocated capacities to the Capacity Traders. | [17 empty] | X | [14 empty] | US | X
| Transmission Capacity Allocator |  |  |  | Role | [5 empty] | Manages the allocation of transmission capacity for an allocated capacity area. For explicit auctions: The Transmission Capacity Allocator manages, on behalf of the System Operators, the allocation of available transmission capacity for an Allocated capacity area. He offers the available transmission capacity to the market, allocates the available transmission capacity to individual Capacity Traders and calculates the billing amount of already allocated capacities to the Capacity Traders. | [21 empty] | X | [9 empty] | ENTSO-E Role model | EU
| Transmission Control Devices |  |  |  | Actor | Logical |  | Device | Transmission | Process | Actors that permit the Operations domain to manage the flow of power and reliability of the system. Performed to maintain high levels of reliability and power quality. Examples include Flexible AC Transmission Systems (FACTS) devices, switches, capacitors, static synchronous compensators (STATCOM). | [9 empty] | X |  |  |  |  | X | [17 empty] | US | X
| Transmission Engineering |  |  |  | Service | Logical |  | Organization | Transmission | Operations | A technical function for planning or managing the design and upgrade of the transmission system (typically equipment designed for more than 345,000 volts between conductors). Functions include arranging data gathering, construction design, asset/equipment selection and placement. | [12 empty] | X | [19 empty] | US | X
| Transmission IED | RM: IED | T-IED | T-IED | Actor | Logical |  | Device | Transmission | Monitor & Control Services/roles | Intelligent Electric Device (IED) is a communications-enabled controller to monitor and control automated devices in Transmission which communicates with Supervisory Control and Data Acquisition (SCADA), as well as limited capabilities for automatic operations such as tripping circuit breakers if they sense voltage, current, or frequency anomalies. | [6 empty] | X | [5 empty] | X | [19 empty] | US | X
| Transmission Measurement |  |  |  | Service | Logical |  | Application | Transmission | Monitor & Control Services/roles | Performed by rolesactors that provide visibility into the flow of power and the condition of the systems in the field.An example would be the digital and analog measurements collected through the Supervisory Control and Data Acquisition (SCADA) system from a remote terminal unit (RTU) and provide to a grid control center in Operations. | [9 empty] | X | [22 empty] | US | X
| Transmission Operations and Control Center | NR: ISO/RTO Operation |  |  | Role | Logical |  | Organization | Operations | Operations | Wide-area power system control center providing high level load management and security analysis for the transmission grid, typically using an EMS with generation applications and network analysis applications. | [12 empty] | X |  | X | [17 empty] | US | X
| Transmission Protection Devices | CM: Transmission.Protect; IE: Transmission Protection & Control Devices |  |  | Actor | Logical |  | Device | Transmission | Field Monitoring | Actors that react rapidly to faults and other events in the system which might cause power outages, brownouts, or the destruction of equipment. Performed to maintain high levels of reliability and power quality. Examples include Flexible AC Transmission Systems (FACTS) devices, switches, capacitors, fuses. | [9 empty] | X |  |  |  |  | X | [17 empty] | US | X
| Transmission Recording |  |  |  | Service | Logical |  | Application | Transmission | Operations | Performed by A service actors that permit other domains to review what has happened on the grid for financial, engineering, operational, and forecasting purposes. | [9 empty] | X | [22 empty] | US | X
| Transmission Remote Terminal Unit | NR: Transmission RTU | RTU | RTU | Actor | Logical |  | Device | Transmission | Field Monitoring | RTUs pass status and measurement information from a substation or feeder equipment to a Supervisory Control and Data Acquisition (SCADA) system and transmit control commands from the SCADA system to the field equipment. | [12 empty] | X | [19 empty] | US | X
| Transmission Sensor | IE: Sensors and Measurement Devices |  |  | Actor | Logical |  | Device | Transmission | Field Monitoring/Control | A Transmission System actor device (outside the substation) that measures a physical quantity and converts it into a signal which can be read by an observer or by an instrument. Examples include line-sag monitors, insulation detection monitoring. | [12 empty] | X |  | X | [17 empty] | US | X
| Transmission Stabilize and Optimize |  |  |  | Service | Logical |  | Application | Transmission | Operations | A service Performed by actors that ensure the network is operating with the appropriate tolerances across the system. They gather information for control decisions that ensure reliable, proper operations (stability) and more efficient operations (optimization). Measurement and control form a feedback loop that allows grid operators to stabilize the flow of energy across the electric network or safely increase the load on a transmission path. | [9 empty] | X | [22 empty] | US | X
| Transmission Substation | CM: Substation; N: Switch-yard |  |  | Actor | Logical |  | Facility | Transmission | Process | A facility who's function is to step-down (or up-voltage) from transmission (68kV or up) for distribution to tributary circuits. Contains not only transformers, but usually other devices to maintain power quality and reliablity, such as transformers, bus-work, capacitor banks, Flexible AC Transmission Systems (FACTS) devices, Ground fault limiters, fuses, reactors. | [9 empty] | X |  |  |  |  | X | [17 empty] | US | X
| Transmission Substation Network |  |  |  | Service | Logical |  | Facility | Transmission | Communications | These networks interconnect devices within a substation for backhauled WAN connection to Grid Operations . A typical example includes a local Ethernet LAN containing IEDs, RTUs, PMUs, and other field devices. | [14 empty] | X | [17 empty] | US | X
yes | Transmission Supervisory Control and Data Acquisition | RM: 1) SCADA; 2) Transmission SCADA/EMS | T-SCADA | T-SCADA | Service | Logical |  | Application | Operations |  | SCADA is a realtime monitoring and control application receiving information from Remote Terminal Units (RTU). The primary consumer of SCADA's information is a Transmission organization's Energy Management System (EMS) applications. | [5 empty] | X | X | [5 empty] | X | [19 empty] | US | X
| Transmission System Operator |  | TSO |  | Role | Conceptual |  | Role | Transmission | Operations | According to the Article 2.4 of the Electricity Directive 2009/72/EC (Directive): "a natural or legal person responsible for operating, ensuring the maintenance of and, if necessary, developing the transmission system in a given area and, where applicable, its interconnections with other systems, and for ensuring the long-term ability of the system to meet reasonable demands for the transmission of electricity". Moreover, the TSO is responsible for connection of all grid users at the transmission level and connection of the DSOs within the TSO control area. | [17 empty] | X | [14 empty] | US | X | p
| Transmission System Operator (TSO) |  |  |  | Role | [5 empty] | according to the Article 2.4 of the Electricity Directive 2009/72/EC (Directive): "a natural or legal person responsible for operating, ensuring the maintenance of and, if necessary, developing the transmission system in a given area and, where applicable, its interconnections with other systems, and for ensuring the long-term ability of the system to meet reasonable demands for the transmission of electricity". Moreover, the TSO is responsible for connection of all grid users at the transmission level and connection of the DSOs within the TSO control area. | [28 empty] | X |  |  | EG3 | EU |  | p
| Transmission System Operator (TSO) | [29 empty] | X | [11 empty] | Lvl 5 Trans. And Market |  |  | DER
| Transport capacity simulator |  |  |  | Service | Conceptual |  | Automation Service | Operations |  | utilizes engineering design, Operatioal historianand Dynamic system configuration to simulate safe operating limits | [18 empty] | X | [13 empty] | US
| Transportation consumer |  |  |  | Role | [5 empty] | A consumer of electricity providing transport systems. May be involved in contract based Demand/Response. E | [28 empty] | X |  |  | EG3 | EU
| Trouble call management (CS-TCM) |  |  |  | Application | [5 empty] | Customer troubles related to blackouts are transmitted and compared with network data in order to provide accurate information on the incident. | [23 empty] | X | [7 empty] | 61968-IRM | EU
| Trust Establishment Security Service |  |  |  | Service | Conceptual |  | Business Service | Cross-cutting |  | This service provides a trust establishment service that enables security verification across multiple organizations | [18 empty] | X | [13 empty] | US
| Trust Management |  |  |  | Service | Conceptual |  | Automation Service | Cross-cutting |  | Service that manages the domains hierarchy of control | [18 empty] | X | [13 empty] | US
| Unit commitment support service |  |  |  | Service | Conceptual |  | Automation Service | Bulk Generation |  | Provide a platform to confirm energy sources commitment to schedules | [18 empty] | X | [13 empty] | US
| unit start support |  |  |  | Service | Conceptual |  | Automation Service | Bulk Generation |  | Provide a platform to provide independent unit start | [18 empty] | X | [13 empty] | US
| Update circuit records |  |  |  | Service | Conceptual |  | Automation Service | Transmission |  | Applies changes in circuit asset information to all applicable systems | [18 empty] | X | [13 empty] | US
| Update circuit records |  |  |  | Service | Conceptual |  | Automation Service | Distribution |  | This service changes all applicable systems to reflect an update in the field to a distribution circuit. | [18 empty] | X | [13 empty] | US
yes | Utility Apps | Too generic for any usefullness |  |  | Service | Logical |  | Application | Operations | Enterprise | Software applications and models used to assess distribution operations and help manage these devices through pricing and other signals. |  |  |  |  | X | [27 empty] | US | X
| Utility Business Systems (UBS) |  |  |  | System | [5 empty] | Usually called back-office systems | [31 empty] | 0 | EU
| Utility Energy Provider | XX: Utility Retail Energy Provider |  |  | Actor | Logical |  | Application | Service Provider | Enterprise | Utility that sells energy to end-users. | [9 empty] | X | [22 empty] | US | X
yes | Utility Managed Billing | Redundant defintion coverd under Billing described earlier |  |  | Service | Logical |  | Application | Service Provider |  | Utility function or group that manages customer billing information, sends billing statements and processes received payments. | [9 empty] | X | [22 empty] | US | X
| V2G DR program | [9 empty] | Vehicle to Grid demand response program | [19 empty] | X | [11 empty] | Lvl 5 Trans. And Market |  |  | DER
| Validate commitment |  |  |  | Service | Conceptual |  | Business Service | Market |  | Confirms the ability of a participant to provide their proposed commitments | [18 empty] | X | [13 empty] | US
| validate demand response |  |  |  | Service | Conceptual |  | Business Service | Operations |  | Evaluate response of resource to a demand response dispatch | [18 empty] | X | [13 empty] | US
| Validate DR resource interconnection |  |  |  | Service | Conceptual |  | Business Service | Market |  | Validates that DR resources connection comply with relevant standards | [18 empty] | X | [13 empty] | US
| variable generation balancing support service |  |  |  | Service | Conceptual |  | Automation Service | Market |  | Provides support for creation of market products that support the implementation of variable resources | [18 empty] | X | [13 empty] | US
| Variable generation support |  |  |  | Service | Conceptual |  | Automation Service | Operations |  | Provides a mechanism to firm variable generation capabilities | [18 empty] | X | [13 empty] | US
| Vehicle Manufacturer |  |  |  | Role | [5 empty] | A party that produces the electric vehicles, develops the data information messages, which will be available for the service management. | [22 empty] | X | [8 empty] | AhG Charging | EU
| Vehicle Owner |  |  |  | Role | [5 empty] | A party that owns the electric vehicle | [31 empty] | AhG Charging | EU
| Vehicle User |  |  |  | Role | [5 empty] | A party that uses the electric vehicle (a physical person as well as a social one).His goal is to be able to use the vehicle, when he needs it or wants to use it. His involvement in the charge management process is essential but, this will hardly depend on the services offered to him. | [22 empty] | X | [8 empty] | AhG Charging | EU
| Virtual Power Plant (VPP) DER EMS (VDEMS) | [29 empty] | X | [11 empty] | Lvl 2 FDEMS |  |  | DER
| Voltage level collector |  |  |  | Service | Conceptual |  | Automation Service | Transmission |  | This service stores a collected voltage level at a pre-defined point within a circuit. | [18 empty] | X | [13 empty] | US
| Voltage level collector |  |  |  | Service | Conceptual |  | Automation Service | Transmission |  | This service stores a collected voltage level at a pre-defined point within a circuit. | [18 empty] | X | [13 empty] | US
| Voltage level collector |  |  |  | Service | Conceptual |  | Automation Service | Distribution |  | This service stores a collected voltage level at a pre-defined point within a distribution circuit. | [18 empty] | X | [13 empty] | US
| Voltage level detector |  |  |  | Service | Conceptual |  | Automation Service | Transmission |  | This service detects the voltage level at a pre-defined point within a circuit. | [18 empty] | X | [13 empty] | US
| Voltage level detector |  |  |  | Service | Conceptual |  | Automation Service | Transmission |  | This service detects the voltage level at a pre-defined point within a circuit. | [18 empty] | X | [13 empty] | US
| Voltage level detector |  |  |  | Service | Conceptual |  | Automation Service | Distribution |  | This service detects the voltage level at a pre-defined point within a circuit. | [18 empty] | X | [13 empty] | US
| Voltage level detector |  |  |  | Service | Conceptual |  | Automation Service | Distribution |  | This service detects the voltage level at a pre-defined point within a circuit. | [18 empty] | X | [13 empty] | US
| Voltage level deviation |  |  |  | Service | Conceptual |  | Automation Service | Transmission |  | This service calculates the voltage level deviation from standard at a pre-defined point within a circuit. | [18 empty] | X | [13 empty] | US
| Voltage level deviation |  |  |  | Service | Conceptual |  | Automation Service | Transmission |  | This service calculates the voltage level deviation from standard at a pre-defined point within a circuit. | [18 empty] | X | [13 empty] | US
| Voltage level deviation |  |  |  | Service | Conceptual |  | Automation Service | Distribution |  | This service calculates the voltage level deviation from standard at a pre-defined point within a distribution circuit. | [18 empty] | X | [13 empty] | US
| Voltage management |  |  |  | Service | Conceptual |  | Automation Service | Operations |  | Provide a mechanism to provide control signals to attached devices providing for voltage stability | [18 empty] | X | [13 empty] | US
| Voltage Management: |  |  |  | Service | Conceptual |  | Business Service | Distribution |  | This service manages customer service delivery voltages to stay within industry accepted tolerances | [18 empty] | X | [13 empty] | US
| Voltage monitoring |  |  |  | Service | Conceptual |  | Automation Service | Operations |  | process that monitors and reports voltage status/alerts | [18 empty] | X | [13 empty] | US
| Voltage, Var, and Watt Optimization (VVWO) |  |  |  | Service | Conceptual |  | Automation Service | Transmission |  | process that controls reactive DER and other dynamic reactive power. This service also controls Demand/Response. | [18 empty] | X | [13 empty] | US
| vulnerability assesment |  |  |  | Service | Conceptual |  | Business Service | Operations |  | assess the resilience of grid management systems | [18 empty] | X | [13 empty] | US
| Water Meter | NR: Water/Gas Metering |  |  | Actor | Logical |  | Device | Cross Cutting | Field Monitoring | A device that is either used for revenue grade at the pPoint of sSale measuring or facility grade device used for the transfer of water, product and measuring usage and possibly control from one domain/system to another | [12 empty] | X | [19 empty] | US | X
| Weather Data Collection |  |  |  | Service | Conceptual |  | Business Service | Customer |  | Provide a mechanism to collect localized weather data affecting the system. | [18 empty] | X | [13 empty] | US |  | p
| Weather Forecast |  |  |  | - | [5 empty] | - | [26 empty] | X |  |  |  |  | Distribution Grid Management/Microgrid | EU |  | p
| Weather forecast support |  |  |  | Service | Conceptual |  | Automation Service | Operations |  | Provides future weather based on inputs from all sources | [18 empty] | X | [13 empty] | US |  | p
| Weather System | [9 empty] | Meteorological service providing weather system that can affect DER capabilities | [19 empty] | X | [11 empty] | Lvl 0 EPS |  |  | DER
| Wholesale Hydro | CM: Hydro |  |  | Actor | Logical |  | Device | Generation | Process | River or lake driven power generation resource. Generation used solely for resale, is a scheduled resource | [9 empty] | X |  |  |  |  | X | [17 empty] | US | X | 1
| Wholesale Market |  |  |  | Service | Logical |  | Organization | Market | Enterprise | Market for energy products, including generation, distributed generation, electric storage, electricity transmission/distributionportation, and demand response | [6 empty] | X | [25 empty] | US | X
| Wholesaling |  |  |  | Service | Conceptual |  | Application | Market | Enterprise | Wholesale sellers are any power generation company, power marketer, municipally owned utility, electric cooperative, river authority, or other entity that sells power at wholesale price vs retail rates allowed for small Distributed Generation and Stored Energy assets (retail customer's Photvoltaic(PV) arrays, Plug-in Electric Vehicles (PEV), micro-hydro, etc). Determination between wholesale and retail is determined by each State's regulators. | [9 empty] | X | [22 empty] | US | X
| Wide Area Measurement and Control System | NR: Wide Area Measurement System |  |  | Service | Logical |  | Application | Operations | Operations | Applicatrion that monitors all phase measurements and substation equipment over a large geographical base for visual modeling and other techniques to determine actions that need to be perform by transmission actuators. | [6 empty] | X | [5 empty] | X | [19 empty] | US | X
| Wide Area Network (WAN) | [29 empty] | X | [11 empty] | Lvl 3 REP and ICT |  |  | DER
| Wide Area Protection and Control |  |  |  | Service | Conceptual |  | Automation Service | Transmission |  | A cross-regional control scheme that provides for automated protection and control across the system | [18 empty] | X | [13 empty] | US
| Wide Area Situational Awareness |  |  |  | Service | Conceptual |  | Automation Service | Transmission |  | WASA's goal is cross-regional awareness (More than synchrophasors) | [18 empty] | X | [13 empty] | US
| Wide-area Monitoring (WAMON) |  |  |  | Application | [5 empty] | 0 | [26 empty] | X |  |  |  |  | Bulk Generation | EU
| Wind Generation | CM: Wind |  |  | Role | Logical |  | Device | Generation | Process | Windmill facility (typically a wind farm) which generates power via direct attached generators or by pumping/compressing a storage facility for power generation on scheduled intervals. Facitlites are connected to the Trnsmission Grid. Power produced by these facilities is sold on the wholesale market. Typically not used for base-load due to wind variablity. | [9 empty] | X | [22 empty] | US | X | 1
| Wind turbine | [29 empty] | X | [11 empty] | Lcl 1 DER |  |  | DER
| Wood chip boiler | [29 empty] | X | [11 empty] | Lcl 1 DER |  |  | DER
| Work Management System |  | WMS | WMS | Service | Logical |  | Application | Operations | Operations | An application that provideswork crew project details and schedules to construct and maintain the power system infrastructure. Interfaces to or is usually is part of a bundled Distribution Management System (DMS) or Outage Management (OMS) offering. | [12 empty] | X | [19 empty] | US | X
| Work scheduling |  |  |  | Service | Conceptual |  | Automation Service | Operations |  | Provides allocation of work resources to the highest priority jobs that are pending | [18 empty] | X | [13 empty] | US
| Workforce Mobile Network |  |  |  | Service | Logical |  | Facility | Distribution | Enterprise | Workforce Mobile Networks are used to dispatch maintenance, outgage-situation and routine operations. This may include a localized wireless network for advanced field devices | [14 empty] | X | [17 empty] | US | X
yes | Workforce Tool |  |  |  | Service | Logical |  | Application | Distribution |  | Remote field crew applications used to , connectivity transfer information to Operations. Includes astatus of outages, work in orogress status, location logistics, time scheduling. |  |  |  | X | [7 empty] | X | [20 empty] | US | X
| Zone | This is an SOA Element, not an actor or role. |  |  | Role NA | Logical NA |  | Geography | Transmission |  | A physical or electrical region. | [9 empty] | X | [6 empty] | X | X |  |  | X | [11 empty] | US
US
Note on I10: Ron Cunningham: Organizational Entity [Person]
Note on F20: Ron Cunningham: Service[ Role]
Note on I20: Ron Cunningham: Organization [Application]
Note on B47: Stephan Amsbary: We changed previousoly agreed to re-definitions for the EU concept of zone
Note on I47: Ron Cunningham: Organizational Entity [Organization]
Note on F133: Ron Cunningham: Service[ Role]
Note on J133: Ron Cunningham: Service Provider [Multiple Domains]
Note on G142: Ron Cunningham: Logical [Conceptual]
Note on F144: Ron Cunningham: Service[ Role]
Note on F150: Ron Cunningham: Service[ Role]
Note on I202: Ron Cunningham: Facility [Device]
Note on J206: Ron Cunningham: Cross Cutting [Domain]
Note on B218: Ron Cunningham: Communication [Other] Networks
Note on J218: Ron Cunningham: Cross Cutting [Distribution]
Note on G227: Ron Cunningham: Logical [Conceptual]
Note on G228: Ron Cunningham: Logical [Conceptual]
Note on I228: Ron Cunningham: [Facility] Application
Note on F246: Ron Cunningham: Service[ Role]
Note on I246: Ron Cunningham: [Application] Orgainzation
Note on F292: Ron Cunningham: Role [actor]
Note on F300: Ron Cunningham: Role [actor]
Note on F312: Ron Cunningham: Service[ Role]
Note on F314: Ron Cunningham: Service[ Role]
Note on G341: Ron Cunningham: Logical [Conceptual]
Note on G343: Ron Cunningham: Logical [Conceptual]
Note on F380: Ron Cunningham: Service[ Role]
Note on I380: Ron Cunningham: [Organization] Service
Note on F422: Ron Cunningham: Service[ Actor]
Note on F424: Ron Cunningham: Service[ Role]
Note on F426: Ron Cunningham: Service[ Role]
Note on F431: Ron Cunningham: Service[ Role]
Note on G434: Ron Cunningham: Logical [Conceptual]
Note on G435: Ron Cunningham: Logical [Physical]
Note on G438: Ron Cunningham: Logical [Conceptual]
Note on I438: Ron Cunningham: Organization [Person]
Note on G439: Ron Cunningham: Logical [Conceptual]
Note on F442: Ron Cunningham: Service[ Role]
Note on F453: Ron Cunningham: Service[ Role]
Note on G454: Ron Cunningham: Logical [Conceptual]
Note on F455: Ron Cunningham: Service[ Role]
Note on J498: Ron Cunningham: Cross Cutting [Customer]
Note on F506: Ron Cunningham: Actor[ Role]
Note on G506: Ron Cunningham: Logical [Conceptual]
Note on J506: Ron Cunningham: Service Provider [Customer]
Note on F513: Ron Cunningham: Actor[ Role]
Note on F516: Ron Cunningham: Actor[ Role]
Note on I516: Ron Cunningham: Organization [Role]
Note on F518: Ron Cunningham: Service[ Role]
Note on G528: Ron Cunningham: Logical [Conceptual]
Note on G543: Ron Cunningham: Logical [Conceptual]
Note on F558: Ron Cunningham: Service[ Role]
Note on F581: Ron Cunningham: Service[ Actor]
Note on I581: Ron Cunningham: Application [Device]
Note on F589: Ron Cunningham: Role [actor]
Note on F594: Ron Cunningham: Role [Actor]
Note on I635: Ron Cunningham: Organization [Application]
Note on I642: Ron Cunningham: Organizational Entity [Person]
Note on B663: Ron Cunningham: [ Distribution ]Field Crew Tools
Note on J663: Ron Cunningham: Operations [Distribution]
Note on F672: Ron Cunningham: Role [actor]
Note on I672: Ron Cunningham: Organization [Application]
Note on I674: Ron Cunningham: Organizational Entity [Person]
Note on J700: Ron Cunningham: Cross Cutting [Customer]
Note on B702: Ron Cunningham: Building Gateway
Note on F702: Ron Cunningham: Service[ Role]
Note on F704: Ron Cunningham: Service[ Role]
Note on B706: Ron Cunningham: ( see also ADWP definitions PPT for new domain)
Note on B707: Ron Cunningham: ( see also definitions PPT for new domain)
Note on F707: Ron Cunningham: Service[ Role]
Note on B708: Ron Cunningham: ( see also ADWP definitions PPT for new domain)
Note on F708: Ron Cunningham: Service[ Role]
Note on B709: Ron Cunningham: ( see also ADWP Definitions PPT for new domain)
Note on F716: Ron Cunningham: Service[ Actor]
Note on I721: Ron Cunningham: Organizational Entity [Person]
Note on I753: Ron Cunningham: Organizational Entity [Application]
Note on I779: Ron Cunningham: Organization [Role]
Note on M779: Ron Cunningham: need to clarify what this description is specifying.
Note on B785: Stephan Amsbary: Stopping point on Steve's actors on Sept 16
Note on J785: Ron Cunningham: Market [Operations]
Note on I810: Ron Cunningham: Organization [Role]
Note on F812: Ron Cunningham: Role [Actor]
Note on G812: Ron Cunningham: Conceptual [Logical]
Note on I975: Ron Cunningham: Organization [Role]
Note on B978: Ron Cunningham Needs to be split out into the separate named things
Note on I993: Ron Cunningham: Organizational Entity [Person]
Note on B995: Ron Cunningham: need to decode MOL - see ETSO Role Model document
Note on B1017: Stephan Amsbary: We added two new concepts starting here and are going backwards from here - Zones and Consumbles
Note on I1038: Ron Cunningham: Organizational Entity [Application]
Note on B1039: Ron Cunningham: [Network Calculations] Is this intended to be the set of algorithms (service) or the results of those algorithms from which grid reliabily & grid security services are provided? We created two names to support this
Note on B1048: Ron Cunningham: Is this intended to be the set of algorithms (service) or the results of those algorithms from which log-term planning services are provided? Network segment capacity and reliablity -> Conceptual
Note on J1048: Stephan Amsbary: Note this is that new domain cross-cutting Cross Cutting [Trans/Distr]
Note on B1063: Ron Cunningham: Non-Utility [Third Party] Retail Energy Provider
Note on I1105: Ron Cunningham: Organizational Entity [Person]
Note on B1175: Ron Cunningham: [Utility Managed] Premise Installation and Maintenance
Note on G1178: Ron Cunningham: Logical [Conceptual]
Note on I1239: Ron Cunningham: Organization [Role]
Note on F1256: Ron Cunningham: Role [Actor]
Note on I1270: Ron Cunningham: Organization [Role]
Note on F1275: Ron Cunningham: Service[ Role]
Note on B1277: Stephan Amsbary: Very abstract term… couldn't discern true meaning from description
Note on F1284: Ron Cunningham: Role [actor]
Note on I1284: Ron Cunningham: Organization [Person]
Note on I1306: Stephan Amsbary: Need todefine the difference between organiztion and organizational entity Organizational Entity[ Role]
Note on B1369: Ron Cunningham: [Wholesale] Solar
Note on B1388: Ron Cunningham: [Distribution] Supervisory Control and Data Acquisition
Note on F1388: Ron Cunningham: Service[ Actor]
Note on B1393: Stephan Amsbary: too abstract a concept - struck
Note on B1433: Stephan Amsbary: merged into Service Provider description
Note on B1434: Stephan Amsbary: Need to consolitdate billing: services, actors….
Note on J1511: Ron Cunningham: Cross Cutting [Customer]
Note on B1524: Ron Cunningham: [Wholesale] Wind Generation

## "rest" of the list
EU Actors list | [23 empty] | US
AccountingPoint responsible |  | Role |  |  |  | Responsible for the maintenance and mapping between the logical registers and the accounting points in compliance with local market rules | [6 empty] | X | [9 empty] | ENTSO-E Role model | EU
Area Energy Service Operator |  | Role |  |  |  | A party offering services regarding the energy management of a specific location or geographical area. These services could be dedicated to the charge management of electric vehicles as well as the energy management of the location, like tertiary buildings (in such a case the charging of EVs could be included in a local optimization).An Area Energy Service Operator could, at the same time, offer EV charging Energy (e-Mobility) Services (user profile and billing could be integrated in its service offer). Additional information: an Area Energy Service Operator could be considered as an Aggregator for specific services, linked to the charge management. | [7 empty] | X | [8 empty] | AhG Charging | EU
Modeler |  | Person |  |  |  | Person in charge of modeling the network | [14 empty] | X |  |  | US
MOL Responsible |  | Role |  |  |  | Responsible for the management of the available tenders for all Acquiring System Operators to establish the order of the reserve capacity that can be activated. | [6 empty] | X | [9 empty] | ENTSO-E Role model | EU
Network calculations (NE-NCLC) |  | Application |  |  |  | Used to develop a long-term (generally one year and beyond) plan for the reliability (adequacy) of the interconnected electric transmission and distribution networks. | [8 empty] | X | [7 empty] | 61968-IRM | EU
Network Extension Planning (NE) |  | System |  |  |  | Network Extension planning actors develop long term plans for power system reliability, monitor the cost, performance and schedule of construction, and define projects to extend the network such as new lines, feeders or switchgear | [8 empty] | X | [7 empty] | 61968-IRM | EU
Network operation monitoring (NONMON) |  | Application |  |  |  | Part of Network Operation Provides the means for supervising main substation topology (breaker and switch state) and control equipment status. It also provides the utilities for handling network connectivity and loading conditions. It also makes it possible to locate customer telephone complaints and supervise the location of field crews. | [8 empty] | X | [7 empty] | 61968-IRM | EU
Network operation simulation (OPSIM) |  | Application |  |  |  | This set of functions allows facilities to define, prepare and optimise the sequence of operations required for carrying out maintenance work on the system (release/clearance orders) and operational planning. | [8 empty] | X | [7 empty] | 61968-IRM | EU
Network Operations (NO) |  | System |  |  |  | The Network Operation domain is a sub-domain within Operation providing the monitoring, control, and maintenance of the utilities network. Key applications include monitoring and control remote field equipment (e.g.: Phase Measurement Units (PMU), capacitor banks, sectionalizers ) | [8 empty] | X | [7 empty] | 61968-IRM | EU
Network Operations Analysis (NO-OFA) |  | Application |  |  |  | Operation Feedback Analysis actors compare records taken from real-time operation related with information on network incidents, connectivity and loading to optimize operations and schedule periodic maintenance. | [8 empty] | X | [7 empty] | 61968-IRM | EU
Network Operations Calculations (NO-CLC) |  | Application |  |  |  | Real-time Network Calculations actors provide system operators with the ability to assess the reliability and security of the power system. | [8 empty] | X | [7 empty] | 61968-IRM | EU
Network Operations Control (NO-CTL) |  | Application |  |  |  | Centralized automated and manual control operations of the system to manage the flow of power and optimize reliability of the system. Network control is coordinated by actors in this domain, they may only supervise wide area, substation, and local automatic or manual control. An example would be the use of phase angle regulators within a substation to control power flow between two adjacent power systems | [8 empty] | X | [7 empty] | 61968-IRM | EU
Asset investment planning (AMAIP) |  | Application |  |  |  | Asset investment planning involves strategy definition and prioritisation, maintenance strategy planning, risk management, programme management and decision-making. It drives the condition, configuration, performance, operating costs, and flexibility of the asset base, with the aim of maximising value. | [8 empty] | X | [7 empty] | 61968-IRM | EU
Network Operations Fault Analysis (NO-FLT) |  | Application |  |  |  | Fault Management actors enhance the speed at which faults are located, identified, and sectionalized so service can be restored. They provide information for customers, coordinate with workforce dispatch and compile information for statistics. | [8 empty] | X | [7 empty] | 61968-IRM | EU
Network Operations Reporting and Statistics (NOOST) |  | Application |  |  |  | Operational Statistics and Reporting actors archive on-line data and to perform feedback analysis about system efficiency and reliability. | [8 empty] | X | [7 empty] | 61968-IRM | EU
NNAP |  | System |  |  |  | The Neighbourhood Network Access Point is a functional entity that provides access to one or more LNAP‟s, metering end devices, displays and home automation end devices connected to the neighbourhood network (NN). It may allow data exchange between different functional entities connected to the same NN. | [12 empty] | X |  |  |  | SMCG | EU
Nomination Validator |  | Role |  |  |  | Has the responsibility of ensuring that all capacity nominated is within the allowed limits and confirming all valid nominations to all involved parties. He informs the Interconnection Trade Responsible of the maximum nominated capacity allowed. Depending on market rules for a given interconnection the corresponding System Operators may appoint one Nomination Validator. | [6 empty] | X | [9 empty] | ENTSO-E Role model | EU
0 |  | - |  |  |  | Combination of load and generation object devices | [11 empty] | X |  |  |  |  | DKE Repository | EU
Operational Planning (OP) |  | System |  |  |  | Operational Planning and Optimization actors perform simulation of network operations, schedule switching actions, dispatch repair crews, inform affected customers, and schedule the importing of power. They keep the cost of imported power low through peak generation, switching, load shedding or demand response. | [8 empty] | X | [7 empty] | 61968-IRM | EU
Outage Management System |  | System |  |  |  | Outage Management System; key application or system for distribution network operations, supports the control room operator during his jobs to plan and coordinate grid maintenance requiring de-energizing of network parts or to coordinate the remedial ac | [16 empty] | SG3 | EU
Parking Service Operator |  | Role |  |  |  | A party that offers parking services. A Parking Service Operator could subscribe to electricity charging services to an Area Energy Service Operator or Energy (e-Mobility) Service Operator. He could offer the service, in a complete different manner, including the charging service in the fees of the parking, because the current cost of one hour of parking is higher than the cost of electrical energy delivered by a slow charge service. The links with these Energy Operators have not been shown on the diagram only for readability reason. Additional information: a Parking Service Operator could be considered as an Aggregator. | [7 empty] | X | [8 empty] | AhG Charging | EU
Party Connected to the Grid |  | Role |  |  |  | A party that contracts for the right to consume or produce electricity at a metering point. | [6 empty] | X | [9 empty] | ENTSO-E Role model | EU
Power equipment |  | - |  |  |  | Equipment which directly operates on the Power System and controlled by SCS, including e.g.: On Loap tap changers (OLTC), Switched Capacitor banks , FACTS devices, Voltage Regulator Controllers | [10 empty] | X | [5 empty] | GUC | EU
Asset Management System |  | Application |  |  |  | Application which optimizes the utilization of assets regarding loading, maintenance and lifetime | [9 empty] | X | [6 empty] | SG3 | EU
Power import scheduling and optimisation (OP-IMP) |  | - |  |  |  | Power import scheduling and optimisation aims to minimise the cost of imported power by keeping the average imported power close to the contracted value, making use of peak plants, load switching or load shedding. | [8 empty] | X | [7 empty] | 61968-IRM | EU
Power Plant System |  | - |  |  |  | Applications managing a Power Plant | [9 empty] | X | [6 empty] | SG3 | EU
Premises (PRM) |  | - |  |  |  | Information regarding the location of a service. This set of functions includes: Address management; Right of ways, easements, grants; and Real estate management. | [8 empty] | X | [7 empty] | 61968-IRM | EU
Process Automation System |  | - |  |  |  | Automation system to monitor and control industrial production plants. | [9 empty] | X | [6 empty] | SG3 | EU
Producer |  | Role |  |  |  | A party that produces electricity Additional information: This is a type of Party Connected to the Grid | [6 empty] | X | [9 empty] | ENTSO-E Role model | EU
Production Responsible Party |  | Role |  |  |  | A party who can be brought to rights, legally and financially, for any imbalance between energy sold and produced for all associated metering points. Additional information: This is a type of Balance Responsible Party | [6 empty] | X | [9 empty] | ENTSO-E Role model | EU
Project definition (NEPRJ) |  | Application |  |  |  | Planned work activities to enhance or extend the network and/or other assets. Example include line extension for new housing development, a new substation, switchgear change at a substation. Capital development projects (i.e., not billed to a customer) are usually justified with an business case. | [8 empty] | X | [7 empty] | 61968-IRM | EU
Real-time State Estimator (RTSS) |  | Application |  |  |  | Estimates current spatial-temporal state of grid in real-time. If a contingency in the grid is expected, it triggers a close-loop control or notify systems operators of the contingency via GUIs | [10 empty] | X | [5 empty] | GUC | EU
Reconciliation Accountable |  | Role |  |  |  | A party that is financially accountable for the reconciled volume of energy products for a profiled Local metering point. | [6 empty] | X | [9 empty] | ENTSO-E Role model | EU
Reconciliation Responsible |  | Role |  |  |  | A party that is responsible for reconciling, within a Metering grid area, the volumes used in the imbalance settlement process for profiled metering points and the actual metered quantities. | [6 empty] | X | [9 empty] | ENTSO-E Role model | EU
Balance Responsible Party |  | Role |  |  |  | A party that has a contract proving financial security and identifying balance responsibility with the imbalance settlement responsible of the market balance area entitling the party to operate in the market. This is the only role allowing a party to buy or sell energy on a wholesale level. Additional information: The meaning of the word "balance" in this context signifies that the quantity contracted to provide or to consume must be equal to the quantity really provided or consumed. Such a party is often owned by a number of market players. Equivalent to "Program responsible party" in the Netherlands.Equivalent to "Balance responsible group" in Germany. Equivalent to "market agent" in Spain. | [6 empty] | X | [9 empty] | ENTSO-E Role model | EU
Records and asset management (AM) |  | system |  |  |  | The Records and Asset Management actors track and report on the substation and network equipment inventory, provide geospatial data and geographic displays, maintain records on non-electrical assets, and perform asset investment planning | [8 empty] | X | [7 empty] | 61968-IRM | EU
Renewable Generation Forecaster |  | system |  |  |  | Compute forecast for renewable generation in controlled area based on weather forecast | [10 empty] | X | [5 empty] | CUG | EU
Reserve Allocator |  | Role |  |  |  | Informs the market of reserve requirements, receives tenders against the requirements and in compliance with the prequalification criteria, determines what tenders meet requirements and assigns tenders. | [6 empty] | X | [9 empty] | ENTSO-E Role model | EU
Resource Provider |  | Role |  |  |  | A role that manages a resource object and provides the schedules for it | [6 empty] | X | [9 empty] | ENTSO-E Role model | EU
Retail Energy Market System |  | System |  |  |  | Applications related to the Retail Market | [9 empty] | X | [6 empty] | SG3 | EU
SCADA system |  | Application |  |  |  | Supervisory Control And Data Acquisition system provides the basic functionality for implementing EMS or DMS, especially provides the communication with the substations to monitor and control the grid. | [11 empty] | X |  |  |  |  | DKE Repository | EU
Scheduling Coordinator |  | Role |  |  |  | A party that is responsible for the schedule information and its exchange on behalf of a balance responsible party. For example in the Polish market a Scheduling Coordinator is responsible for information interchange for scheduling and settlement. | [6 empty] | X | [9 empty] | ENTSO-E Role model | EU
Simple external consumer display |  | System |  |  |  | Display providing accurate information on consumption, tariffs and so on in order to increase consumer awareness. | [12 empty] | X |  |  |  | SMCG | EU
Smart appliance (white goods) |  | - |  |  |  | An example of a smart device is a smart white goods appliance which is an appliance that has the capability to act in response to a signal from the grid and thereby optimize its behaviour towards the energy supply network. The signal can be received from a utility or a third party energy service provider directly or via a home energy management system. The signal can be information like the cost of energy or the amount of availablerenewable energy, or it can be a Demand Respond signal (delay load signal or other related information) that the appliance must receive, interpret and react upon based on pre-set or active consumer input. The smart appliance is not guaranteed to respond, but will do so based on its status and user settings in order to ensure the expected performance.The consumer has the ultimate control of the appliance and can override any specific mode (e.g. override a delay to allow immediate operation, limit delays to no more than a certain number of hours, or maintain a set room temperature). Any appliance operation settings or modes shall be easy for an average, non-technical consumer to activate or implement. | [10 empty] | X | [5 empty] | CUG | EU
smart device |  | - |  |  |  | A smart device may be an appliance, generator or storage device (Local storage devices include direct and functional electricity storages such as electrochemical batteries, heat pumps and micro CHP such as fuel cells with heat buffers, air conditioning and cooling devices with thermal inertia, etc…). The smart device can receive data directly from the grid, though an interface with the CEM and can react to commands and signals from the grid in an intelligent way. Since the smart device is outside the scope of the SGCG, it must be seen as an external actor | [10 empty] | X | [5 empty] | GUC | EU
Balance Supplier |  | Role |  |  |  | A party that markets the difference between actual metered energy consumption and the energy bought with firm energy contracts by the party connected to the grid. In addition the balance supplier markets any difference with the firm energy contract (of the party connected to the grid) and the metered production. Additional information: There is only one balance supplier for each metering point. | [6 empty] | X | [9 empty] | ENTSO-E Role model | EU
Smart Meter (SM) |  | System |  |  |  | The metering end device is a combination of the following meter-related functions from the Smart Metering reference architecture: • Metrology functions including the conventional meter display (register or index) that are under legal metrological control. When under metrological control, these functions shall meet the essential equirements of the MID; • One or more additional functions not covered by the MID. These may also make use of the display; • Meter communication functions. | [10 empty] | X | [5 empty] | GUC | EU
Smart Metering gateway (LNAP) |  | - |  |  |  | An access point (functional entity) that allows access to one or more metering end devices and, when equipped with an interface, to advanced display / home automation end devices connected to the local network. A LNAP also may allow data exchange between different functional entities connected to the same LN. The LNAP may act simply as a router transferring messages between the metering end device and/or display/home automation devices and the Neighbourhood network of wide area network. It may also provide services including protocol conversion, device management, security and service capabilities. Services may be provided as functions of the LNAP itself or provide proxy services on behalf of limited capability devices connected to the local network | [10 empty] | X | [5 empty] | GUC | EU
Stakeholder Planning and Reporting (SPM) |  | Application |  |  |  | These actors perform track and manage the needs and concerns of various utility stakeholders by monitoring customer input, regulators, service standards, and legal proceedings. | [8 empty] | X | [7 empty] | 61968-IRM | EU
Substation and network inventory (AMEINV) |  | Application |  |  |  | The electrical substation and network assets that a utility owns, or for which has legal responsibility, and will maintain an accurate asset register developed around an asset hierarchy that supports advanced asset management functions. | [8 empty] | X | [7 empty] | 61968-IRM | EU
Substation Control System (SCS) |  | - |  |  |  | (Primary or secondary) Substation Control System implementing the function. Performs state estimation based on real-time measurement data. Derives control actions from analysis of power flow situation | [10 empty] | X | [5 empty] | GUC | EU
Supplier |  | Role |  |  |  | Entity that offers contracts for supply of energy to a consumer (the supply contract). Within this role he will initiate DSM activities NOTE: In some countries referred to as Retailer | [6 empty] | X | [9 empty] | ENTSO-E Role model | EU
Supply Chain Logistics (SC) |  | Application |  |  |  | Business function or service that manages supplier and customer business accounts | [8 empty] | X | [7 empty] | 61968-IRM | EU
Switch action scheduling / operation work scheduling (OPSSC) |  | Application |  |  |  | Switch action scheduling provides supports for handling all aspects relevant to switch order formulation, drawing up operating guidelines, dispatching repair crews and informing customers affected. It assists in collecting the related data and delivering it in the various forms required. | [8 empty] | X | [7 empty] | 61968-IRM | EU
System Administrator |  | Person |  |  |  | 0 | [14 empty] | X |  |  | US
System Operator |  | Role |  |  |  | A party that is responsible for a stable power system operation (including the organisation of physical balance) through a transmission grid in a geographical area. The SO will also determine and be responsible for cross border capacity and exchanges. If necessary he may reduce allocated capacity to ensure operational stability. Transmission as mentioned above means "the transport of electricity on the extra high or high voltage network with a view to its delivery to final customers or to distributors. Operation of transmission includes as well the tasks of system operation concerning its management of energy flows, reliability of the system and availability of all necessary system services." (definition taken from the UCTE Operation handbook Glossary). Note: additional obligations may be imposed through local market rules. | [6 empty] | X | [9 empty] | ENTSO-E Role model | EU
Battery Service Operator |  | Role |  |  |  | A party that operates the service for the battery of an electric vehicle that may include the battery rental. The Battery Service Operator will manage the compromise of usage of the battery between an usage for mobility and an usage for electricity or grid management services. A Battery Service Operator could subscribe to different services like electricity charging services to an Area Energy Service Operator or Energy (e-Mobility) Service Operator. The links with these Energy Operators have not been shown on the diagram only for readability reason. Additional information: a Battery Service Operator could be considered as an Aggregator for the usage of the battery | [7 empty] | X | [8 empty] | AhG Charging | EU
System Operator |  | Person |  |  |  | Operator who monitors dynamic behavior of the Grid via GUIs and take actions to either prevent contingencies or improve system efficiency | [10 empty] | X | [5 empty] | GUC | EU
Timer |  | System |  |  |  | An initiator that triggers of time based/scheduled use cases | [12 empty] | X |  |  |  | SMCG | EU
Trade Responsible Party |  | Role |  |  |  | A party who can be brought to rights, legally and financially, for any imbalance between energy bought and consumed for all associated metering points. Note: A power exchange without any privileged responsibilities acts as a Trade Responsible Party. Additional information: This is a type of Balance Responsible Party. | [6 empty] | X | [9 empty] | ENTSO-E Role model | EU
Transmission Capacity Allocator |  | Role |  |  |  | Manages the allocation of transmission capacity for an allocated capacity area. For explicit auctions: The Transmission Capacity Allocator manages, on behalf of the System Operators, the allocation of available transmission capacity for an Allocated capacity area. He offers the available transmission capacity to the market, allocates the available transmission capacity to individual Capacity Traders and calculates the billing amount of already allocated capacities to the Capacity Traders. | [6 empty] | X | [9 empty] | ENTSO-E Role model | EU
Transmission System Operator (TSO) |  | Role |  |  |  | according to the Article 2.4 of the Electricity Directive 2009/72/EC (Directive): "a natural or legal person responsible for operating, ensuring the maintenance of and, if necessary, developing the transmission system in a given area and, where applicable, its interconnections with other systems, and for ensuring the long-term ability of the system to meet reasonable demands for the transmission of electricity". Moreover, the TSO is responsible for connection of all grid users at the transmission level and connection of the DSOs within the TSO control area. | [13 empty] | X |  |  | EG3 | EU
Transportation consumer |  | Role |  |  |  | A consumer of electricity providing transport systems. May be involved in contract based Demand/Response. E | [13 empty] | X |  |  | EG3 | EU
Trouble call management (CS-TCM) |  | Application |  |  |  | Customer troubles related to blackouts are transmitted and compared with network data in order to provide accurate information on the incident. | [8 empty] | X | [7 empty] | 61968-IRM | EU
Utility Business Systems (UBS) |  | System |  |  |  | Usually called back-office systems | [16 empty] | 0 | EU
Vehicle Manufacturer |  | Role |  |  |  | A party that produces the electric vehicles, develops the data information messages, which will be available for the service management. | [7 empty] | X | [8 empty] | AhG Charging | EU
Vehicle Owner |  | Role |  |  |  | A party that owns the electric vehicle | [16 empty] | AhG Charging | EU
Billing Agent |  | Role |  |  |  | The party responsible for invoicing a concerned party. Note: This role has been introduced into the role model in order to underline the fact that the Imbalance settlement responsible has not the responsibility to invoice. However this role is not specific to the settlement process and may be used in other processes as required | [6 empty] | X | [9 empty] | ENTSO-E Role model | EU
Vehicle User |  | Role |  |  |  | A party that uses the electric vehicle (a physical person as well as a social one).His goal is to be able to use the vehicle, when he needs it or wants to use it. His involvement in the charge management process is essential but, this will hardly depend on the services offered to him. | [7 empty] | X | [8 empty] | AhG Charging | EU
Block energy supplier |  | Role |  |  |  | A party that is selling energy on a firm basis (a fixed volume per market time period) | [6 empty] | X | [9 empty] | ENTSO-E Role model | EU
Building Management System |  | System |  |  |  | A system consisting of several decentralized controllers and a centralized management system to monitor and control the heating, ventilation, air conditioning, light and other facilities within a building. | [16 empty] | SG3 | EU
Building operator |  | Role |  |  |  | A consumer of electricity which is a private or business building, may also be involved in contract-based Demand/Response. | [13 empty] | X |  |  | near to EG3 | EU
Actor A |  | External Actor |  |  |  | External actor (Smart Grid Market Role) interacting with the system functions and components in the home or home automation network through the metering communication channel. This actor is responsible for collecting metering data. Examples of such market roles are the DSO, metering company, etc. | [10 empty] | X | [5 empty] | GUC | EU
Call Taker |  | Person |  |  |  | These actors perform strategic business modeling, manpower planning, reporting, account management, and both assess and report on risk, performance and business impact | [8 empty] | X | [7 empty] | 61968-IRM | EU
Capacity Trader |  | Role |  |  |  | A party that has a contract to participate in the capacity market to acquire capacity through a Transmission Capacity Allocator. Note: The capacity may be acquired on behalf of an Interconnection Trade Responsible or for sale on secondarycapacity markets. | [6 empty] | X | [9 empty] | ENTSO-E Role model | EU
Charge Spot Area Owner |  | Role |  |  |  | A party that owns the location in which the charge spots are installed. | [7 empty] | X | [8 empty] | AhG Charging | EU
Charge Spot Operator, CSO |  | - |  |  |  | Operates charging stations. Receives charge plans and is responsible for the execution of a charge plan.Other responsibilities: Authenticate or relay to CSP for authentication, negotiation of charging capabilities and finally executing charging service request within boundaries (grid capacity, RE/E-availability).Energy metering | [10 empty] | X | [5 empty] | GUC | EU
Charging Spot, CS |  | - |  |  |  | The connector from station to EV‟s | [10 empty] | X | [5 empty] | GUC | EU
Closed-Loop Controller |  | Application |  |  |  | Control the grid, when RTSS detects contingency or anomalies that should be immediately be resolved. | [10 empty] | X | [5 empty] | GUC | EU
Construction (MC-CON) |  | Application |  |  |  | Examples of construction work include service installations, line extensions, and system betterment projects. | [8 empty] | X | [7 empty] | 61968-IRM | EU
Construction supervision (NE-CSP) |  | Application |  |  |  | Monitoring and management of construction work to minimize negative variances from planned costs, performance, and schedule. | [8 empty] | X | [7 empty] | 61968-IRM | EU
Consumer |  | Role |  |  |  | End user of electricity, gas, water or heat. NOTE: As the consumer can also generate energy using a Distributed Energy Resource, he is sometimes called the "Prosumer". | [6 empty] | X | [9 empty] | ENTSO-E Role model updated by SMCG | EU
Consumer |  | Role |  |  |  | A party that consumes electricity. Additional information:This is a type of Party Connected to the Grid | [6 empty] | X | [9 empty] | ENTSO-E Role model | EU
Actor B |  | External Actor |  |  |  | External actor (Smart Grid Market Role) interacting with the system functions and components in the home or home automation network through the metering communication channel. This actor is responsible for collecting metering data. Examples of such market roles are the DSO, metering company, etc. | [10 empty] | X | [5 empty] | GUC | EU
Consumption Responsible Party |  | Role |  |  |  | A party who can be brought to rights, legally and financially, for any imbalance between energy bought and consumed for all associated metering points. Additional information:This is a type of Balance Responsible Party | [6 empty] | X | [9 empty] | ENTSO-E Role model | EU
Control Area Operator |  | Role |  |  |  | Responsible for : 1. The coordination of exchange programs between its related market balance areas and for the exchanges between its associated control areas. 2. The load frequency control for its own area. 3. The coordination of the correction of time deviations. | [6 empty] | X | [9 empty] | ENTSO-E Role model | EU
Control Block Operator |  | Role |  |  |  | Responsible for : 1. The coordination of exchanges between its associated control blocks and the organisation of the coordination of exchange programs between its related control areas. 2. The load frequency control within its own block and ensuring that its control areas respect their obligations in respect to load frequency control and time deviation. 3. The organisation of the settlement and/or compensation between its control areas. | [6 empty] | X | [9 empty] | ENTSO-E Role model | EU
Coordination Center Operator |  | Role |  |  |  | Responsible for : 1. The coordination of exchange programs between its related control blocks and for the exchanges between its associated coordination center zones. 2. Ensuring that its control blocks respect their obligations in respect to load frequency control. 3. Calculating the time deviation in cooperation with the associated coordination centers. 4. Carrying out the settlement and/or compensation between its control blocks and against the other coordination center zones | [6 empty] | X | [9 empty] | ENTSO-E Role model | EU
Customer Energy Management System |  | System |  |  |  | Energy management system for energy customers to optimize the utilization of energy according to supply contracts or other economical targets. Is responsible for gathering flexibilities within the customer premises and providing them to an aggregator, and therefore does not directly participate in flexibility markets | [9 empty] | X | [6 empty] | SG3 | EU
Customer Energy Manager (CEM) |  | - |  |  |  | The CEM is a logical function optimizing energy consumption and or production based on signals received from the grid, consumer‟s settings and contracts, and devices minimum performance standards. The Customer Energy Manager collects messages sent to and received from connected devices; especially the inhome/building sector has to be mentioned. It can handle general or dedicated load and generation management commands and then forwards these to the connected devices. It provides vice versa information towards the “grid / market”. Note that multiple loads/generation resources can be combined in the CEM to be mutually controlled. When the CEM is integrated with communication functionalities it is called a Customer Energy Management System or CEMS. | [10 empty] | X | [5 empty] | GUC | EU
Customer Information System |  | System |  |  |  | System or application which maintains all needed information for energy customers. Typically associated with call center software to provide customer services like hot-line etc. | [9 empty] | X | [6 empty] | SG3 | EU
Customer Portal |  | Application |  |  |  | Web-server application which allows utility customers to register and login to retrieve information about their tariffs, consumption and other information | [9 empty] | X | [6 empty] | SG3 | EU
Customer service (CS-CSRV) |  | Application |  |  |  | This function set covers the different aspects related to customer interfaces required for operation and commercial purposes. | [8 empty] | X | [7 empty] | 61968-IRM | EU
Customer Support (CS) |  | System |  |  |  | Customer Support actors help customers to purchase, provision, schedule installation, troubleshoot power system services, and relay/record customer trouble reports. | [8 empty] | X | [7 empty] | 61968-IRM | EU
Aggregator |  | Role |  |  |  | offers services to aggregate energy production from different sources (generators) and acts towards the grid as one entity, including local aggregation of demand (Demand Response management) and supply (generation management). In cases where the aggregator is not a supplier, it maintains a contract with the supplier. | [13 empty] | X |  |  | EG3 | EU
Data Aggregator |  | System |  |  |  | Devices, which are intermediate machines in a communication network, can aggregate the same timing data from field sensing devices. | [10 empty] | X | [5 empty] | GUC | EU
Demand Response Management System |  | System |  |  |  | a system or an application which maintains the control of many load devices to curtail their energy consumption in response to energy shortages or high energy prices. | [16 empty] | SG3 | EU
DER |  | - |  |  |  | Generic Distributed Energy Resource - "DER devices are generation and energy storage systems that are connected to a power distribution system" | [10 empty] | X | [5 empty] | GUC | EU
DER Management System |  | System |  |  |  | which provides applications to monitor and control a set of DER | [16 empty] | 0 | EU
Design (MC-DGN) |  | Application |  |  |  | A design is created by an engineer or work planner. Designs can be made up of individual line items or by a set of “compatible units” or CUs. Line items and compatible units are associated with a Design Location which is associated with a design location. | [8 empty] | X | [7 empty] | 61968-IRM | EU
Dispatcher |  | Person |  |  |  | actor in charge of dispatching Electricity (usually at the transmission level) | [14 empty] | X |  | 0 | EU
Display User ( C ) |  | Person |  |  |  | External actor interacting directly with the simple external consumer display. | [12 empty] | X |  |  |  | SMCG | EU
Distribution Management System |  | System |  |  |  | a system which provides applications to monitor and control a distribution grid from a centralized location, typically the control center. A DMS typically has interfaces to other systems, like an GIS or an OMS | [16 empty] | SG3 | EU
Distribution Network Operator, DNO |  | Role |  |  |  | Organization responsible for managing the electricity, gas, heat and/or water network supplying consumer premises.Also referred to as DSO. | [12 empty] | X |  |  |  | SMCG | EU
Distribution System Operator (DSO) |  | Role |  |  |  | according to the Article 2.6 of the Directive: "a natural or legal person responsible for operating, ensuring the maintenance of and, if necessary, developing the distribution system in a given area and, where applicable, its interconnections with other systems and for ensuring the long-term ability of the system to meet reasonable demands for the distribution of electricity". Moreover, the DSO is responsible for regional grid access and grid stability, integration of renewables at the distribution level and regional load balancing. | [13 empty] | X |  |  | EG3 | EU
AMI operator |  | generic role |  |  |  | General operator of the AMI system | [14 empty] | X |  | 0 | EU
DMS Operator |  | Person |  |  |  | Operator of the Distribution Management System | [14 empty] | X |  | 0 | EU
El. Vehicle (EV/PHV) |  | System |  |  |  | An vehicle with an electric drive (as only drive or in combination with a fuel engine) and a battery which can be charged at a charging station. | [11 empty] | X |  |  |  |  | DKE Repository | EU
Electricity Installer / Contractor |  | Role |  |  |  | Electrical contractors design, install and maintain intelligent systems for all kinds of industrial, commercial and domestic purposes. Alongside the power and lighting applications, they equally install ICT and telecommunications, public street lighting, high medium and low voltage lines, control and energy management systems, access, fire and security control equipment, lightning protection systems, advertising and identification signs, emergency power generating systems and renewable energy systems. | [13 empty] | X |  |  | EG3 | EU
Energy (eMobility) Service Operator |  | Role |  |  |  | A party offering specific services for the charge management of electric vehicles. Services included in the EV Charging Energy (e-Mobility) Service. This role is at the interface of the mobility world, which includes the vehicle (including all associated domains with the electric world), and the energy supply (including all the associated domains). Such type of operator will ease the interface with customers, allowing a good optimization of the charge management to the user needs. An Energy (e-Mobility) Service Operator could offer, at the same time, charge reservation either on its own or through subscription to the Area Energy Service Operator. Additional information: an Energy (e-Mobility) Service Operator could be considered as an Aggregator for specific services linked to the charge management. One benefit of a Energy (e-Mobility) Service Operator offering EV Charging Energy (e-Mobility) Services is to offer, from customer point of view, only one interface for the service, regardless the location it will be provided. | [7 empty] | X | [8 empty] | AhG Charging | EU
Energy B2B market |  | - |  |  |  | The Energy B2B market is responsible for supplying electricity (and optionally e-pricing) | [14 empty] | X |  | 0 | EU
Energy Management Gateway |  | System |  |  |  | An access point (functional entity) sending and receiving smart grid related information and commands between actor A and the CEM, letting the CEM decide how to process the events. The communication is often achieved through an internet connection of through a wireless connection. | [10 empty] | X | [5 empty] | GUC | EU
Energy Management LAN |  | System |  |  |  | Virtual field bus in the smart home, mainly used for energy management functions | [11 empty] | X |  |  |  |  | DKE Repository | EU
Energy Management System |  | System |  |  |  | System which provides applications to monitor and control a transmission grid and the output of the connected power plants from a centralized location, typically the control center. A DMS typically has interfaces to other EMS | [16 empty] | SG3 | EU
Energy Manager |  | Application |  |  |  | This gateway may also provide services including protocol conversion, device management, security and service capabilities | [11 empty] | X |  |  |  |  | DKE Repository | EU
Energy Market Management System |  | System |  |  |  | System which provides applications to manage all transactions and workflows necessary to implement an energy market | [16 empty] | SG3 | EU
AMI service engineer [E] |  | generic role |  |  |  | External actor responsible for the installation, operation, maintenance and de-installation of the system components. It may access, if properly identified and authorized, those components either directly, via local operation and maintenance interfaces, or from a system component from a higher hierarchical level (e.g. meters may be accessed for maintenance purposes via NNAPs or the HES). | [12 empty] | X |  |  |  | SMCG | EU
Energy Service Provider, ESP |  | Role |  |  |  | Organisation offering energy services to the consumer. | [12 empty] | X |  |  |  | SMCG | EU
Energy Trading Application |  | System |  |  |  | Application(s) which are used to trade energy in corresponding markets, supports the dispatch in the decision to buy, sell or to self-produce energy and also provides facilities to exchange the necessary information with the Energy Market Management Systems | [16 empty] | SG3 | EU
Enterprise Resource Planning (ERP) |  | System |  |  |  | Enterprise Resource Planning (ERP) systems integrate internal and external management information across an entire organization, embracing finance/accounting, manufacturing, sales and service, customer relationship management, etc. (source: Wikipedia) | [16 empty] | SG3 | EU
Field Actuators |  | System |  |  |  | Primary equipment switches, which are located along the grid lines, realize control actions from the control facility on the Grid. They can be manually operated or remotely operated | [10 empty] | X | [5 empty] | GUC | EU
Field crew |  | Person |  |  |  | actor on the field | [14 empty] | X |  | 0 | EU
Field Force Management System |  | System |  |  |  | Applications helping to manage Field Force | [16 empty] | SG3 | EU
Field recording (MC-FRD) |  | Application |  |  |  | Field recording is often accomplished through hand held devices which allow field personnel to view and enter information relevant to the work they are performing in the field. For example, line crews and servicemen can access their respective district maps, do searches by pole number, substation, transformer number, switch numbers, and feeder names | [9 empty] | X | [6 empty] | 61968-IRM | EU
Field Sensing Devices |  | System |  |  |  | Devices, which are spread on the Grid lines, continuously report current dynamic status such as voltage, current, frequency and so on. | [14 empty] | X |  | 0 | EU
Financial (FIN) |  | Application |  |  |  | Financial actors measure performance across the whole organization, including the evaluation of investments in capital projects, maintenance, or operations. They track risk, benefits, costs and impact on levels of service. | [8 empty] | X | [7 empty] | 61968-IRM | EU
Fleet Operator |  | Role |  |  |  | A party that operates fleets of vehicles (mix of internal combustion engine vehicles and electric ones). The fleet operators could manage their activities in various ways: in private area such as airport fleets or in open market, like car sharing or more conventional car rental. A Fleet Operator could subscribe to different services, like parking services, mobility services and electricity charging services to an Area Energy Service Operator or Energy (e-Mobility) Service Operator.Additional information: a Fleet Operator could be considered as an Aggregator for specific mobility needs, could sometimes predict the energy demand for the mobility of its fleet and therefore aggregate it. He is responsible for the economical optimization between charge management and mobility. | [7 empty] | X | [8 empty] | AhG Charging | EU
AMI System |  | System |  |  |  | Advanced Metering Infrastructure System | [12 empty] | X |  |  |  | SMCG | EU
Flexibility Operator (FO) |  | Role |  |  |  | generic role which links the role customer and its possibility to provide flexibilities to the roles market and grid; generic role that could be taken by many stakeholders, such as a DSO company, an Energy Service Company (ESCO) or an energy supplier |  |  |  | X | [12 empty] | WGSP | EU
Flexible Load |  | - |  |  |  | Load that can be modulated | [10 empty] | X | [5 empty] | CUG | EU
Generator |  | Role |  |  |  | Generating electricity, contributing actively to voltage and reactive power control, required to provide the relevant data (information on outages, forecast, actual production) to the energy marketplace (see also the Articles 2.1 and 2.2 of the Directive). | [13 empty] | X |  |  | EG3 | EU
Geographic Information System |  | System |  |  |  | Geographic Information System is a system designed to capture, store, manipulate, analyze, manage, and present all types of geographical data. In the simplest terms, GIS is the merging of cartography, statistical analysis, and database technology. | [16 empty] | SG3 | EU
Geographical inventory(AMGINV) |  | Application |  |  |  | Management of geospatial data, typically by utilizing computer graphics technology to enter, store, and update graphic and non-graphic information. Geographic depictions and related non-graphic data elements for each entity are typically stored in some form of a data store. The graphic representations are referenced using a coordinate system that relates to locations on the surface of the earth. Information in the data store can be queried and displayed based upon either the graphic or non-graphic attributes of the entities. | [8 empty] | X | [7 empty] | 61968-IRM | EU
GIS Operator |  | Person |  |  |  | Operator of the Geographical Information System | [14 empty] | X |  | 0 | EU
Grid |  | System |  |  |  | Bulk power systems including power generation, transmission, and MV distribution | [10 empty] | X | [5 empty] | GUC | EU
Grid Access Provider |  | Role |  |  |  | A party responsible for providing access to the grid through a local metering point and its use for energy consumption or production to the party connected to the grid. | [6 empty] | X | [9 empty] | ENTSO-E Role model | EU
Grid communications network providers |  | Role |  |  |  | Plan, build and maintain the communications systems that enable the data communication required to maintain grid stability, load balancing and fault protection systems by a TSO or DSO. This function is mostly executed by the TSO or the DSO, or may be performed by an independent actor but the overall responsibility and ownership of information remains with TSO and DSO.4 Grid communications network provider ensures compliance with the agreed service levels (Service Level Agreements including quality of service, data security and privacy) and compliance with any national and/or international regulations as necessary; | [13 empty] | X |  |  | EG3 | EU
Grid Operator |  | Role |  |  |  | A party that operates one or more grids. | [6 empty] | X | [9 empty] | ENTSO-E Role model | EU
Ancillary Services providers |  | Role |  |  |  | 0 | [13 empty] | X |  |  | EG3 | EU
Head End System (HES) |  | System |  |  |  | Central Data System collecting data via the AMI of various meters in its service area. It communicates via a WAN directly to the meters and/or to the NNAP of LNAP. | [12 empty] | X |  |  |  | SMCG | EU
HES operator (A) |  | generic role |  |  |  | External actor interacting with the system functions and components via the HES Head End System (Metering) | [12 empty] | X |  |  |  | SMCG | EU
Home automation end device |  | System |  |  |  | Device providing additional functionalities enabling consumers to interact with their own environment. | [12 empty] | X |  |  |  | SMCG | EU
Home Automation Operator (D) |  | generic role |  |  |  | External actor interacting directly with the home automation end device. | [12 empty] | X |  |  |  | SMCG | EU
Home customer |  | Role |  |  |  | A residential consumer of electricity (including also agriculture users) may also be involved in contract-based Demand/Response. | [12 empty] | X |  |  |  | SMCG | EU
Human Resources (HR) |  | Application |  |  |  | Resources (HR) actors manage personnel information and activities including safety, training, benefits, performance, review, compensation, recruiting, scheduling, training/employee job-ratings and expenses. HR also determines overtime scheduling and job qualifications for specific tasks. | [8 empty] | X | [7 empty] | 61968-IRM | EU
Imbalance Settlement Responsible |  | Role |  |  |  | A party that is responsible for settlement of the difference between the contracted quantities and the realised quantities of energy products for the balance responsible parties in a market balance area. | [6 empty] | X | [9 empty] | ENTSO-E Role model | EU
Industrial consumer |  | Role |  |  |  | A large consumer of electricity in an industrial / manufacturing industry. May be involved in contract based Demand/Response. | [13 empty] | X |  |  | EG3 | EU
Interconnection Trade Responsible |  | Role |  |  |  | Is a Balance Responsible Party or depends on one. He is recognised by the Nomination Validator for the nomination of already allocated capacity. Additional information: This is a type of Balance Responsible Party | [6 empty] | X | [9 empty] | ENTSO-E Role model | EU
LNAP |  | System |  |  |  | The Local Network Access Point is a functional entity that provides access to one or more metering end devices, displays and home automation end devices connected to the local network (LN). It may allow data exchange between different functional entities connected to the same LN. | [12 empty] | X |  |  |  | SMCG | EU
Appliances |  | System |  |  |  | Object devices | [11 empty] | X |  |  |  |  | DKE Repository | EU
Maintenance and Construction (MC) |  | System |  |  |  | Maintenance and Construction actors coordinate equipment inspection, cleaning and adjustment , organize construction and design, dispatch and schedule maintenance and construction work, capture records gathered by field personnel and permit them to view necessary information to perform their tasks. | [8 empty] | X | [7 empty] | 61968-IRM | EU
Maintenance and inspection (MC-MAI) |  | Role |  |  |  | Work involving inspection, cleaning, adjustment, or other service of equipment to enable it to perform better or to extend its service life. Examples of maintenance work are routine oil changes and painting.Examples of inspection work are pole inspections, vault inspections, and substation inspections. | [8 empty] | X | [7 empty] | 61968-IRM | EU
Market Information Aggregator |  | Role |  |  |  | Market Information Aggregator, A party that provides market related information that has been compiled fromthe figures supplied by different actors in the market. This information may also be published or distributed for general use. Note: The Market Information Aggregator may receive information from any market participant that is relevant for publication or distribution | [6 empty] | X | [9 empty] | ENTSO-E Role model | EU
Market Operator |  | Role |  |  |  | The unique power exchange of trades for the actual delivery of energy that receives the bids from the Balance Responsible Parties that have a contract to bid. The market operator determines the market energy price for the market balance area after applying technical constraints from the system operator. It may also establish the price for the reconciliation within a metering grid area. | [6 empty] | X | [9 empty] | ENTSO-E Role model | EU
Meter Data Collector , MDC |  | Role |  |  |  | A party responsible for meter reading and quality control of the reading. | [6 empty] | X | [9 empty] | ENTSO-E Role model | EU
Meter Data Management System, MDMS |  | System |  |  |  | System for validating, storing, processing and analyzing large quantities of meter data | [6 empty] | X | [9 empty] | ENTSO-E Role model | EU
Meter Operator, MO |  | Role |  |  |  | A party responsible for installing, maintaining, testing, certifying and decommissioning physical meters | [6 empty] | X | [9 empty] | ENTSO-E Role model | EU
Meter User (B) |  | generic role |  |  |  | External actor interacting directly with the smart meter (Metering End Device). | [12 empty] | X |  |  |  | SMCG | EU
Metered Data Aggregator , MDA |  | Role |  |  |  | A party responsible for the establishment and qualification of metered data from the Metered data responsible. This data is aggregated according to a defined set of market rules | [6 empty] | X | [9 empty] | ENTSO-E Role model | EU
Mobility Service Operator |  | Role |  |  |  | A party offering standard mobility services for all type of vehicles (internal combustion engine vehicles as well as plug-in electric or full electric vehicles). “Mobility services” covers maintenance and repair contract, navigation or guidance services, help deskservices, driving assistance and any other type of services, linked to any vehicle data management exchanged between the vehicle and a communication platform with data aggregation or mining or extraction operation according data privacy regulations. A Mobility Service Operator could subscribe EV Charging Energy (e-Mobility) Services provided by an Energy (e-Mobility) Service Operator exactly in the same manner as it could subscribe other Area Energy Services managed by an Area Energy Service Operator. Additional information: a Mobility Service Operator could be considered as an Aggregator for conventional mobility services. | [7 empty] | X | [8 empty] | AhG Charging | EU
Grid |  | System |  |  |  | Power Distribution system | [14 empty] | X |  | - | EU
Control Center |  | System | [15 empty] | X |  |  |  |  | Distribution Grid Management/Microgrid | EU
Charge Service Provider, CSP |  | Role |  |  |  | 0 | [11 empty] | X |  |  |  |  | Distribution Grid Management/Microgrid | EU
Charge Spot Operator, CSO |  | - |  |  |  | Energy meteringc | [11 empty] | X |  |  |  |  | Distribution Grid Management/Microgrid | EU
Charging Spot, CS |  | - |  |  |  | The connector from station to EVâ€™s | [11 empty] | X |  |  |  |  | Distribution Grid Management/Microgrid | EU
El. Vehicle (EV) |  | Role |  |  |  | 0 | [11 empty] | X |  |  |  |  | Distribution Grid Management/Microgrid | EU
Retrofitter |  | Role | [15 empty] | X |  |  |  |  | Electric-transportation (ET) | EU
Component manufacturer |  | Role | [15 empty] | X |  |  |  |  | Electric-transportation (ET) | EU
Mobile metering service provider |  | Role | [15 empty] | X |  |  |  |  | Electric-transportation (ET) | EU
System socket administrator |  | Role | [15 empty] | X |  |  |  |  | Electric-transportation (ET) | EU
Consumer |  | Role |  |  |  | 0 | [11 empty] | X |  |  |  |  | Electric-transportation (ET) | EU
0 |  | - | [15 empty] | X |  |  |  |  | Electric-transportation (ET) | EU
Renewable Generation Forecaster |  | System | [15 empty] | X |  |  |  |  | Distribution Grid Management/Microgrid | EU
Retrofilter |  | Role | [15 empty] | X |  |  |  |  | Electric-transportation (ET) | EU
OEM |  | Role | [15 empty] | X |  |  |  |  | Electric-transportation (ET) | EU
Smart Meter (SM) |  | System |  |  |  | Meter with additional functionalities one of which is data communication. | [11 empty] | X |  |  |  |  | Electric-transportation (ET) | EU
Control Center |  | System | [15 empty] | X |  |  |  |  | Electric-transportation (ET) | EU
EVSE |  | - |  |  |  | - | [11 empty] | X |  |  | X |  | - | EU
Flexible Load |  | - |  |  |  | Load that can be modulated | [11 empty] | X |  |  |  |  | Distribution Grid Management/Microgrid | EU
DER |  | - | [15 empty] | X |  |  |  |  | Distribution Grid Management/Microgrid | EU
Substation Control System (SCS) |  | Generic Role | [15 empty] | X |  |  |  |  | Distribution Grid Management/Microgrid | EU
Power Equipment |  | - |  |  |  | 0 | [11 empty] | X |  |  |  |  | Distribution Grid Management/Microgrid | EU
Consumer |  | Role |  |  |  | A party that consumes electricity.Additional information:This is a Type of Party Connected to the Grid | [11 empty] | X |  |  |  |  | Distribution Grid Management/Microgrid | EU
Weather Forecast |  | - |  |  |  | - | [11 empty] | X |  |  |  |  | Distribution Grid Management/Microgrid | EU
Storage |  | System | [15 empty] | X |  |  |  |  | Distribution Grid Management/Microgrid | EU
El. Vehicle (EV) |  | Role |  |  |  | 0 | [11 empty] | X |  |  |  |  | Distribution Grid Management/Microgrid | EU
Grid Monitoring |  | Generic Role | [15 empty] | X |  |  | X | - |  | US
DSO System |  | Role |  |  |  | 0 | [11 empty] | X |  |  |  |  | Distribution Grid Management/Microgrid | EU
Generator |  | Role |  |  |  | Generating electricity, contributing actively to voltage and reactive power control, required to provide the relevant data (information on outages, forecast, actual production) to the energy marketplace (see also the Articles 2.1 and 2.2 of the Directive). | [11 empty] | X |  |  |  |  | Distribution Grid Management/Microgrid | EU
Overlay Grid Operator |  | - |  |  |  | 0 | [11 empty] | X |  |  | X | - |  | US
Aggregator |  | Role |  |  |  | offers services to aggregate energy production from different sources (generators) and acts towards the grid as one entity, including local aggregation of demand (Demand Response management) and supply (generation management). In cases where the aggregator is not a supplier, it maintains a contract with the supplier. | [11 empty] | X |  |  | X | - |  | US
Overlay Grid Control Center |  | System | [15 empty] | X |  |  | X | - |  | US
Microgrid Control Center |  | - |  |  |  | - | [11 empty] | X |  |  | X | - |  | US
Operator |  | - |  |  |  | 0 | [11 empty] | X |  |  | X | - |  | US
Grid |  | System |  |  |  | - | [11 empty] | X |  |  |  |  | Bulk Generation | EU
Closed-Loop Controller |  | Application |  |  |  | 0 | [11 empty] | X |  |  |  |  | Bulk Generation | EU
Real-time State Estimator (RTSS) |  | Application |  |  |  | 0 | [11 empty] | X |  |  |  |  | Bulk Generation | EU
Wide-area Monitoring (WAMON) |  | Application |  |  |  | 0 | [11 empty] | X |  |  |  |  | Bulk Generation | EU
System Operator |  | Person |  |  |  | - | [11 empty] | X |  |  |  |  | Bulk Generation | EU
Field Actuators |  | System |  |  |  | - | [11 empty] | X |  |  |  |  | Bulk Generation | EU
Data Aggregator |  | System |  |  |  | - | [11 empty] | X |  |  |  |  | Bulk Generation | EU
Field Sensing Devices |  | System |  |  |  | 0 | [11 empty] | X |  |  |  |  | Bulk Generation | EU
Overlay Grid |  | - | [15 empty] | X |  |  | X | - |  | US
Grid |  | System |  |  |  | - | [11 empty] | X |  |  | X | - |  | US
Distributed Generation |  | - |  |  |  | - | [11 empty] | X |  |  | X | - |  | US
Distrubbution IED |  | - |  |  |  | 0 | [11 empty] | X |  |  | X | - |  | US
DSO System |  | Role |  |  |  | 0 | [11 empty] | X |  |  | X | - |  | US
Electric Vehicle Supply Equipment (EVSE) |  | - |  |  |  | 0 | [11 empty] | X |  |  | X | - |  | US
Charge Spot Operator (CSO) |  | - |  |  |  | 0 | [11 empty] | X |  |  | X | - |  | US
e-Mobility Service Provider (eMSP) |  | - |  |  |  | 0 | [11 empty] | X |  |  | X | - |  | US
El. Vehicle (EV) |  | Role |  |  |  | 0 | [11 empty] | X |  |  | X | - |  | US
Customer |  | - |  |  |  | 0 | [11 empty] | X |  |  | X | - |  | US
CEMS-user |  | - |  |  |  | 0 | [11 empty] | X |  |  | X | - |  | US
Microgrid Operator |  | - |  |  |  | 0 | [11 empty] | X |  |  | X | - |  | US
Consumer |  | - |  |  |  | 0 | [11 empty] | X |  |  | X | - |  | US
Display |  | - |  |  |  | 0 | [11 empty] | X |  |  | X | - |  | US
Smart appliance (White goods) |  | - |  |  |  | 0 | [11 empty] | X |  |  | X | - |  | US
Smart Meter (SM) |  | System |  |  |  | The metering end device is a combination of the following meter-related functions from the Smart Metering reference architecture: â€¢ Metrology functions including the conventional meter display (register or index) that are under legal metrological control. When under metrological control, these functions shall meet the essential requirements of the MID; â€¢ One or more additional functions not covered by the MID. These may also make use of the display; â€¢ Meter communication functions. | [11 empty] | X |  |  | X | - |  | US
customer Energy Management System ( CEMS) |  | - |  |  |  | 0 | [11 empty] | X |  |  | X | - |  | US
Electric Network SP |  | - |  |  |  | 0 | [11 empty] | X |  |  | X | - |  | US
Telco Operator |  | - |  |  |  | 0 | [11 empty] | X |  |  | X | - |  | US
Electric Vehicle Charging SP |  | - |  |  |  | special functions like the DR enablement (cost effective PEV Charging and Power Feed) and functions in conjunction with PEV service and maintenance (providing a data connection for PEV health purposes, e.g. managing Power Feed cycles, PEV-SW upgrading &remote fault analysis, etc. | [11 empty] | X |  |  | X | - |  | US
Electricity-SP (El.-SP) |  | - |  |  |  | 0 | [11 empty] | X |  |  | X | - |  | US
Electric Vehicle Service Provider (PEV-SP) |  | - |  |  |  | 0 | [11 empty] | X |  |  | X | - |  | US
Consumer |  | Role |  |  |  | A party that consumes electricity.Additional information:This is a Type of Party Connected to the Grid | [11 empty] | X |  |  | X | - |  | US
El. Vehicle (EV) |  | Role |  |  |  | 0 | [11 empty] | X |  |  | X | - |  | US
0 |  | - |  |  |  | 0 | [11 empty] | X |  |  |  |  | Electric-transportation (ET) | EU
Network Operations Analysis (NO-OFA) |  | Application | [15 empty] | X |  |  | X | - |  | US
DER |  | - | [15 empty] | X |  |  | X | - |  | US
Devices |  | - |  |  |  | - | [11 empty] | X |  |  | X | - |  | US
Smart Meter (SM) |  | System |  |  |  | The metering end device is a combination of the following meter-related functions from the Smart Metering reference architecture: â€¢ Metrology functions including the conventional meter display (register or index) that are under legal metrological control. When under metrological control, these functions shall meet the essential requirements of the MID; â€¢ One or more additional functions not covered by the MID. These may also make use of the display; â€¢ Meter communication functions. | [11 empty] | X |  |  | X | - |  | US
Aggregator |  | System | [15 empty] | X |  |  | X | - |  | US
DSO |  | - |  |  |  | - | [11 empty] | X |  |  | X | - |  | US
Customer Energy Manager (CEM) |  | - |  |  |  | The CEM is a logical function optimising energy consumption and or production based on signals received from the grid, consumerâ€™s settings and contracts, and devices minimum performance standards. The Customer Energy Manager collects messages sent to and received from connected devices; especially the in-home/building sector has to be mentioned. It can handle general or dedicated load and generation management commands and then forwards these to the connected devices. It provides vice versa information towards the â€œgrid / marketâ€. Note that multiple loads/generation resources can be combined in the CEM to be mutually controlled. When the CEM is integrated with communication functionalities it is called a Customer Energy Management System or CEMS. | [11 empty] | X |  |  | X | - |  | US
Not mentioned |  | - |  |  |  | 0 | [11 empty] | X |  |  | X | - |  | US
Actor B (external actor) |  | - |  |  |  | External actor (Smart Grid Market Role) interacting with the system functions and components in the home or home automation network through the metering communication channel. This actor is responsible for collecting metering data. Examples of such market roles are the DSO, metering company, etc. | [11 empty] | X |  |  |  |  | Smart Home/Commercial/Industrial/DR-Customer EMS | EU
HES |  | - |  |  |  | Responsible for acquiring the reads from meters and/or from data concentrators Delivers the raw meter reads to MDM Repeats the reading for any missing reads Is the short-term interim data storage (1-3 months) for meter reads Pushes the event information upwards to MDM Supports the specific protocols of the concentrators and meters Contains some topology information and aggregation functionality for plug &br/>play solutions | [11 empty] | X |  |  |  |  | Smart Home/Commercial/Industrial/DR-Customer EMS | EU
Actor A (external actor) |  | - | [15 empty] | X |  |  |  |  | Smart Home/Commercial/Industrial/DR-Customer EMS | EU
Network operation monitoring (NO-NMON) |  | Application | [15 empty] | X |  |  | X | - |  | US
Smart appliance Generator ( external actor) |  | - |  |  |  | The smart appliance with integrated EM, directly receiving data from the grid, through the SGCP. The appliance may contain of be connected to a Plug in electricity meters that measures individual appliance consumption or output. Since the smart appliance / generator is outside the scope of the SGCG, it must be seen as an external actor | [11 empty] | X |  |  |  |  | Smart Home/Commercial/Industrial/DR-Customer EMS | EU
Simple external consumer display |  | - | [15 empty] | X |  |  |  |  | Smart Home/Commercial/Industrial/DR-Customer EMS | EU
Neighbourhood Network Access Point (NNAP) |  | - |  |  |  | The Neighbourhood Network Access Point is a functional entity that provides access to one or more LNAP’s, metering end devices, displays and home automation end devices connected to the neighbourhood network (NN). It may allow data exchange between different functional entities connected to the same NN. | [11 empty] | X |  |  |  |  | Smart Home/Commercial/Industrial/DR-Customer EMS | EU
Smart meter |  | - |  |  |  | The metering end device is a combination of the following meter-related functions from the Smart Metering reference architecture: â€¢ Metrology functions including the conventional meter display (register or index) that are under legal metrological control. When under metrological control, these functions shall meet the essential requirements of the MID; â€¢ One or more additional functions not covered by the MID. These may also make use of the display; â€¢ Meter communication functions. | [11 empty] | X |  |  |  |  | Smart Home/Commercial/Industrial/DR-Customer EMS | EU
Smart Metering gateway (LNAP) |  | - |  |  |  | An access point (functional entity) that allows access to one or more metering end devices and, when equipped with an interface, to advanced display / home automation end devices connected to the local network. A LNAP also may allow data exchange between different functional entities connected to the same LN. The LNAP may act simply as a router transferring messages between the metering end device and/or display/home automation devices and the Neighbourhood network of wide area network. It may also provide services including protocol conversion, device management, security and service capabilities. Services may be provided as functions of the LNAP itself or provide proxy services on behalf of limited capability devices connected to the local network | [11 empty] | X |  |  |  |  | Smart Home/Commercial/Industrial/DR-Customer EMS | EU
Energy management gateway |  | - |  |  |  | An access point (functional entity) sending and receiving smart grid related information and commands between actor A and the CEM, letting the CEM decide how to process the events. The communication is often achieved through an internet connection of through a wireless connection. This gateway may also provide services including protocol conversion, device management, security and service capabilities | [11 empty] | X |  |  |  |  | Smart Home/Commercial/Industrial/DR-Customer EMS | EU
Customer Energy Management System (CEMS) |  | - |  |  |  | In this usecase, the CEMS functionality is a part of the SGCP | [11 empty] | X |  |  |  |  | Smart Home/Commercial/Industrial/DR-Customer EMS | EU
Smart device |  | - |  |  |  | 0 | [11 empty] | X |  |  |  |  | Smart Home/Commercial/Industrial/DR-Customer EMS | EU
Smart Meter |  | - |  |  |  | 0 | [11 empty] | X |  |  |  |  | Smart Home/Commercial/Industrial/DR-Customer EMS | EU
Smart appliances |  | - |  |  |  | - | [11 empty] | X |  |  |  |  | Smart Home/Commercial/Industrial/DR-Customer EMS | EU
Network Operations (NO) |  | System | [18 empty] | X |  | - | EU
Generator |  | Role |  |  |  | Generating electricity, contributing actively to voltage and reactive power control, required to provide the relevant data (information on outages, forecast, actual production) to the energy marketplace (see also the Articles 2.1 and 2.2 of the Directive). | [11 empty] | X |  |  |  |  | Smart Home/Commercial/Industrial/DR-Customer EMS | EU
Display |  | - | [15 empty] | X |  |  |  |  | Smart Home/Commercial/Industrial/DR-Customer EMS | EU
Actor B (external actor) |  | - |  |  |  | External actor (Smart Grid Market Role) interacting with the system functions and components in the home or home automation network through the metering communication channel. This actor is responsible for collecting metering data. Examples of such market roles are the DSO, metering company, etc. | [11 empty] | X |  |  |  |  | Smart Home/Commercial/Industrial/DR-Customer EMS | EU
HES |  | - |  |  |  | Responsible for acquiring the reads from meters and/or from data concentrators Delivers the raw meter reads to MDM Repeats the reading for any missing reads Is the short-term interim data storage (1-3 months) for meter reads Pushes the event information upwards to MDM Supports the specific protocols of the concentrators and meters Contains some topology information and aggregation functionality for plug &br/>play solutions | [11 empty] | X |  |  |  |  | Smart Home/Commercial/Industrial/DR-Customer EMS | EU
Actor A (external actor) |  | - | [15 empty] | X |  |  |  |  | Smart Home/Commercial/Industrial/DR-Customer EMS | EU
Smart appliance Generator ( external actor) |  | - |  |  |  | The smart appliance with integrated EM, directly receiving data from the grid, through the SGCP. The appliance may contain of be connected to a Plug in electricity meters that measures individual appliance consumption or output. Since the smart appliance / generator is outside the scope of the SGCG, it must be seen as an external actor | [11 empty] | X |  |  |  |  | Smart Home/Commercial/Industrial/DR-Customer EMS | EU
Simple external consumer display |  | - | [15 empty] | X |  |  |  |  | Smart Home/Commercial/Industrial/DR-Customer EMS | EU
Neighbourhood Network Access Point (NNAP) |  | - |  |  |  | functional entity that provides access to one or more LNAP’s, metering end devices, displays and home automation end devices connected to the neighbourhood network (NN). It may allow data exchange between different functional entities connected to the same NN. | [11 empty] | X |  |  |  |  | Smart Home/Commercial/Industrial/DR-Customer EMS | EU
Smart meter |  | - |  |  |  | The metering end device is a combination of the following meter-related functions from the Smart Metering reference architecture: | [11 empty] | X |  |  |  |  | Smart Home/Commercial/Industrial/DR-Customer EMS | EU
0 |  | - |  |  |  | â€¢ Metrology functions including the conventional meter display (register or index) that are under legal metrological control. When under metrological control, these functions shall meet the essential requirements of the MID; | [11 empty] | X |  |  |  |  | Smart Home/Commercial/Industrial/DR-Customer EMS | EU
DMS Operator |  | Person |  |  |  | Operator of the Distribution Management System | [14 empty] | X |  | - | EU
Smart Metering gateway (LNAP) |  | - |  |  |  | An access point (functional entity) that allows access to one or more metering end devices and, when equipped with an interface, to advanced display / home automation end devices connected to the local network. A LNAP also may allow data exchange between different functional entities connected to the same LN. The LNAP may act simply as a router transferring messages between the metering end device and/or display/home automation devices and the Neighbourhood network of wide area network. It may also provide services including protocol conversion, device management, security and service capabilities. Services may be provided as functions of the LNAP itself or provide proxy services on behalf of limited capability devices connected to the local network | [11 empty] | X |  |  |  |  | Smart Home/Commercial/Industrial/DR-Customer EMS | EU
Energy management gateway |  | - |  |  |  | An access point (functional entity) sending and receiving smart grid related information and commands between actor A and the CEM, letting the CEM decide how to process the events. The communication is often achieved through an internet connection of through a wireless connection. This gateway may also provide services including protocol conversion, device management, security and service capabilities | [11 empty] | X |  |  |  |  | Smart Home/Commercial/Industrial/DR-Customer EMS | EU
Customer Energy Management System (CEMS) |  | - |  |  |  | In this usecase, the CEMS functionality is a part of the SGCP | [11 empty] | X |  |  |  |  | Smart Home/Commercial/Industrial/DR-Customer EMS | EU
Smart device |  | - |  |  |  | 0 | [11 empty] | X |  |  |  |  | Smart Home/Commercial/Industrial/DR-Customer EMS | EU
Smart meter |  | - |  |  |  | - | [11 empty] | X |  |  |  |  | Smart Home/Commercial/Industrial/DR-Customer EMS | EU
Actor A (external actor) |  | - |  |  |  | - | [11 empty] | X |  |  |  |  | Smart Home/Commercial/Industrial/DR-Customer EMS | EU
Actor B (external actor) |  | - |  |  |  | - | [11 empty] | X |  |  |  |  | Smart Home/Commercial/Industrial/DR-Customer EMS | EU
Smart appliances |  | - |  |  |  | 0 | [11 empty] | X |  |  |  |  | Smart Home/Commercial/Industrial/DR-Customer EMS | EU
Actor B (external actor) |  | - |  |  |  | External actor (Smart Grid Market Role) interacting with the system functions and components in the home or home automation network through the metering communication channel. This actor is responsible for collecting metering data. Examples of such market roles are the DSO, metering company, etc. | [11 empty] | X |  |  |  |  | Smart Home/Commercial/Industrial/DR-Customer EMS | EU
HES |  | - |  |  |  | Responsible for acquiring the reads from meters and/or from data concentrators Delivers the raw meter reads to MDM Repeats the reading for any missing reads Is the short-term interim data storage (1-3 months) for meter reads Pushes the event information upwards to MDM Supports the specific protocols of the concentrators and meters Contains some topology information and aggregation functionality for plug &br/>play solutions | [11 empty] | X |  |  |  |  | Smart Home/Commercial/Industrial/DR-Customer EMS | EU
Switch action scheduling / operation work scheduling (OP-SSC) |  | Application | [18 empty] | X | - |  | US
Actor A (external actor) |  | - |  |  |  | 0 | [11 empty] | X |  |  |  |  | Smart Home/Commercial/Industrial/DR-Customer EMS | EU
Simple external consumer display |  | - |  |  |  | 0 | [11 empty] | X |  |  |  |  | Smart Home/Commercial/Industrial/DR-Customer EMS | EU
Neighbourhood Network Access Point (NNAP) |  | - |  |  |  | The Neighbourhood Network Access Point is a functional entity that provides access to one or more LNAP’s, metering end devices, displays and home automation end devices connected to the neighbourhood network (NN). It may allow data exchange between different functional entities connected to the same NN. | [11 empty] | X |  |  |  |  | Smart Home/Commercial/Industrial/DR-Customer EMS | EU
Smart meter |  | - |  |  |  | The metering end device is a combination of the following meter-related functions from the Smart Metering reference architecture: â€¢ Metrology functions including the conventional meter display (register or index) that are under legal metrological control. When under metrological control, these functions shall meet the essential requirements of the MID; â€¢ One or more additional functions not covered by the MID. These may also make use of the display; â€¢ Meter communication functions. | [11 empty] | X |  |  |  |  | Smart Home/Commercial/Industrial/DR-Customer EMS | EU
Smart Metering gateway (LNAP) |  | - |  |  |  | An access point (functional entity) that allows access to one or more metering end devices and, when equipped with an interface, to advanced display / home automation end devices connected to the local network. A LNAP also may allow data exchange between different functional entities connected to the same LN. The LNAP may act simply as a router transferring messages between the metering end device and/or display/home automation devices and the Neighbourhood network of wide area network. It may also provide services including protocol conversion, device management, security and service capabilities. Services may be provided as functions of the LNAP itself or provide proxy services on behalf of limited capability devices connected to the local network | [11 empty] | X |  |  |  |  | Smart Home/Commercial/Industrial/DR-Customer EMS | EU
Energy management gateway |  | - |  |  |  | An access point (functional entity) sending and receiving smart grid related information and commands between actor A and the CEM, letting the CEM decide how to process the events. The communication is often achieved through an internet connection of through a wireless connection. This gateway may also provide services including protocol conversion, device management, security and service capabilities | [11 empty] | X |  |  |  |  | Smart Home/Commercial/Industrial/DR-Customer EMS | EU
Customer Energy Management System (CEMS) |  | - |  |  |  | In this usecase, the CEMS functionality is a part of the SGCP | [11 empty] | X |  |  |  |  | Smart Home/Commercial/Industrial/DR-Customer EMS | EU
Actor A (external actor) |  | - |  |  |  | - | [11 empty] | X |  |  |  |  | Smart Home/Commercial/Industrial/DR-Customer EMS | EU
Actor B (external actor) |  | - |  |  |  | - | [11 empty] | X |  |  |  |  | Smart Home/Commercial/Industrial/DR-Customer EMS | EU
Actor A (external actor) |  | - |  |  |  | - | [11 empty] | X |  |  |  |  | Smart Home/Commercial/Industrial/DR-Customer EMS | EU
FLISR |  | - |  |  |  | Fault location, isolation and system restoration (FLIR) | [14 empty] | X |  | - | EU
- |  | - |  |  |  | - | [11 empty] | X |  |  |  |  | Smart Home/Commercial/Industrial/DR-Customer EMS | EU
Smart Device |  | - |  |  |  | A smart device may be an appliance, generator or storage device (Local storage devices include direct and functional electricity storages such as electrochemical batteries, heat pumps and micro CHP such as fuel cells with heat buffers, air conditioning and cooling devices with thermal inertia, etcâ€¦). The smart device can receive data directly from the grid, though an interface with the CEM and can react to commands and signals from the grid in an intelligent way. Since the smart device is outside the scope of the SGCG, it must be seen as an external actor | [14 empty] | X | - |  | US
ESCO Energy Services Company |  | - |  |  |  | - | [14 empty] | X | - |  | US
CEMS Customer Energy Management System |  | - |  |  |  | - | [14 empty] | X | - |  | US
Aggregator |  | Role |  |  |  | offers services to aggregate energy production from different sources (generators) and acts towards the grid as one entity, including local aggregation of demand (Demand Response management) and supply (generation management). In cases where the aggregator is not a supplier, it maintains a contract with the supplier. | [14 empty] | X | - |  | US
DSO System |  | Role |  |  |  | - | [14 empty] | X | - |  | US
- |  | - |  |  |  | - | [11 empty] | X |  |  |  |  | Smart Home/Commercial/Industrial/DR-Customer EMS | EU
CEM |  | - |  |  |  | - | [11 empty] | X |  |  |  |  | Smart Home/Commercial/Industrial/DR-Customer EMS | EU
Aggregator |  | Role | [15 empty] | X |  |  |  |  | Distribution Grid Management/Microgrid | EU
Smart meter |  | - |  |  |  | - | [11 empty] | X |  |  |  |  | Smart Home/Commercial/Industrial/DR-Customer EMS | EU
CEM |  | - |  |  |  | - | [11 empty] | X |  |  |  |  | Smart Home/Commercial/Industrial/DR-Customer EMS | EU
Market Operator |  | Role |  |  |  | The unique power exchange of trades for the actual delivery of energy that receives the bids from the Balance Responsible Parties that have a contract to bid. The market operator determines the market energy price for the market balance area after applying technical constraints from the system operator. It may also establish the price for the reconciliation within a metering grid area. | [14 empty] | X | - |  | US
Charge Spot Operator, CSO |  | - |  |  |  | Energy meteringc | [14 empty] | X | - |  | US
Charging Spot, CS |  | - |  |  |  | The connector from station to EVâ€™s | [14 empty] | X | - |  | US
El. Vehicle (EV) |  | Role |  |  |  | 0 | [14 empty] | X | - |  | US
DSO System |  | Role |  |  |  | 0 | [14 empty] | X | - |  | US
Energy B2B market |  | - |  |  |  | 0 | [11 empty] | X |  |  |  |  | Distribution Grid Management/Microgrid | EU
Distribution System Operator (DSO) |  | Role |  |  |  | according to the Article 2.6 of the Directive: "a natural or legal person responsible for operating, ensuring the maintenance of and, if necessary, developing the distribution system in a given area and, where applicable, its interconnections with other systems and for ensuring the long-term ability of the system to meet reasonable demands for the distribution of electricity". Moreover, the DSO is responsible for regional grid access and grid stability, integration of renewables at the distribution level and regional load balancing. | [11 empty] | X |  |  |  |  | Distribution Grid Management/Microgrid | EU
US
Validate DR resource interconnection |  | Service | Conceptual | Business Service | Market | Validates that DR resources connection comply with relevant standards |  |  |  |  | X | [12 empty] | US
Security Policy Enforcement for Field Equipment Operations |  | Service | Conceptual | Business Service | Cross-cutting | This service enforces the security policies for smart grid field operations. |  |  |  |  | X | [12 empty] | US
Secure communication |  | Service | Conceptual | Business Service | Cross-cutting | Provide mechanism to ensure that communication is not interfered with |  |  |  |  | X | [12 empty] | US
maintain topology |  | Service | Conceptual | Business Service | Transmission | manage the mapping of the logical connectivity possible in the overall system |  |  |  |  | X | [12 empty] | US
price energy products |  | Service | Conceptual | Business Service | Market | provide time based prices for energy products for individual customers |  |  |  |  | X | [12 empty] | US
manage aggregators |  | Service | Conceptual | Business Service | Market | Determine mechanism for aggregators of energy resources to engagge in markets |  |  |  |  | X | [12 empty] | US
price energy products |  | Service | Conceptual | Business Service | Market | provide time based prices for energy products for individual customers |  |  |  |  | X | [12 empty] | US
manage energy contracts |  | Service | Conceptual | Business Service | Market | provide a mechanism to manage the operation of energy contracts between market participants |  |  |  |  | X | [12 empty] | US
price energy products |  | Service | Conceptual | Business Service | Market | provide time based prices for energy products for individual customers |  |  |  |  | X | [12 empty] | US
provide demand history |  | Service | Conceptual | Business Service | Market | Provide history of demand at all tracked locations on the grid |  |  |  |  | X | [12 empty] | US
provide demand forecast |  | Service | Conceptual | Business Service | Market | [5 empty] | X | [12 empty] | US
cross market trade |  | Service | Conceptual | Business Service | Market | Provide the ability to trade energy products between markets |  |  |  |  | X | [12 empty] | US
clear trades |  | Service | Conceptual | Business Service | Market | Provide the ability to financially clear bi-lateral trades |  |  |  |  | X | [12 empty] | US
register participant |  | Service | Conceptual | Business Service | Market | Provides a customer the ability to engage in market activity |  |  |  |  | X | [12 empty] | US
manage direct access |  | Service | Conceptual | Business Service | Market | Provides the ability for end-customes to purchase power in the wholesale market |  |  |  |  | X | [12 empty] | US
Monitor Market |  | Service | Conceptual | Business Service | Market | Analyze the effectiveness of market rules in maintaining an effective electric power market |  |  |  |  | X | [12 empty] | US
Protect markets |  | Service | Conceptual | Business Service | Market | Provides a mechanism to protect the market from potentially damaging trading behaviour |  |  |  |  | X | [12 empty] | US
conduct planning |  | Service | Conceptual | Business Service | Transmission | create scenarios for future system supply to support possible load changes |  |  |  |  | X | [12 empty] | US
Validate commitment |  | Service | Conceptual | Business Service | Market | Confirms the ability of a participant to provide their proposed commitments |  |  |  |  | X | [12 empty] | US
clear market |  | Service | Conceptual | Business Service | Market | Identify the most econonically optimal schedule of resources while maintaining the security of the grid. |  |  |  |  | X | [12 empty] | US
facilitate trades |  | Service | Conceptual | Business Service | Market | Facilitate bi-lateral trades between parties |  |  |  |  | X | [12 empty] | US
net trades |  | Service | Conceptual | Business Service | Market | Will net trades across grid constraints up to the acceptable limit on that constraint |  |  |  |  | X | [12 empty] | US
net trades |  | Service | Conceptual | Business Service | Market | Will net trades across grid constraints up to the acceptable limit on that constraint |  |  |  |  | X | [12 empty] | US
maintain system |  | Service | Conceptual | Business Service | Transmission | manage the maintenance of the system equipment to maintain operational capability |  |  |  |  | X | [12 empty] | US
facilitate market maker |  | Service | Conceptual | Business Service | Market | Actively encourage the emergence of a market maker in new markets |  |  |  |  | X | [12 empty] | US
maintain contingency plans |  | Service | Conceptual | Business Service | Transmission | develop plans, including fail over, that allow the system to continue to operate when problems arise |  |  |  |  | X | [12 empty] | US
develop market products |  | Service | Conceptual | Business Service | Market | Develop new market products |  |  |  |  | X | [12 empty] | US
market transparency |  | Service | Conceptual | Business Service | Market | Develop mechanisms to publish key market attributes to the public |  |  |  |  | X | [12 empty] | US
register participant |  | Service | Conceptual | Business Service | Market | Provides a customer the ability to engage in market activity |  |  |  |  | X | [12 empty] | US
Settle market |  | Service | Conceptual | Business Service | Market | manage the settlement of market charges |  |  |  |  | X | [12 empty] | US
conduct grid planning |  | Service | Conceptual | Business Service | Transmission | create scenarios for future system sizing to support possible load changes |  |  |  |  | X | [12 empty] | US
Reduce settlement timeline |  | Service | Conceptual | Business Service | Market | Develop mechanisms to settle market at the earliest possible time |  |  |  |  | X | [12 empty] | US
register dispute |  | Service | Conceptual | Business Service | Market | Provide a mechanism to register a dispute on the market processes |  |  |  |  | X | [12 empty] | US
maintain history |  | Service | Conceptual | Business Service | Market | Maintain a history of market transactions |  |  |  |  | X | [12 empty] | US
check credit |  | Service | Conceptual | Business Service | Market | Confirm that the participant has enough credit to meet the requested transaction |  |  |  |  | X | [12 empty] | US
maintain contingency plans |  | Service | Conceptual | Business Service | Transmission | develop plans, including fail over, that allow the system to continue to operate when problems arise |  |  |  |  | X | [12 empty] | US
check background |  | Service | Conceptual | Business Service | Market | Perform a background check on the participant |  |  |  |  | X | [12 empty] | US
Manage market rules |  | Service | Conceptual | Business Service | Market | Develop mechanisms to manage the evolution of market rules |  |  |  |  | X | [12 empty] | US
simulate market |  | Service | Conceptual | Business Service | Market | Provide mechanisms to simulate the power market |  |  |  |  | X | [12 empty] | US
Grid Condition Indicator |  | Service | Conceptual | Business Service | Market | Provide a location-based dynamic metric that illustrates the desired change in energy consumption. |  |  |  |  | X | [12 empty] | US
Provide Communication Platform |  | Service | Conceptual | Business Service | Market | Provide infrastructure for secure, accurate and timely communication |  |  |  |  | X | [12 empty] | US
Maintain Market History |  | Service | Conceptual | Business Service | Market | Provide management of historical market information |  |  |  |  | X | [12 empty] | US
Manage notification |  | Service | Conceptual | Business Service | Market | Provide notification of market events to interested parties |  |  |  |  | X | [12 empty] | US
Outage notification |  | Service | Conceptual | Business Service | Market | Provide notification of planned outages to interested parties |  |  |  |  | X | [12 empty] | US
Clear Market |  | Service | Conceptual | Business Service | Market | Identify the most econonically optimal schedule of resources while maintaining the security of the grid. |  |  |  |  | X | [12 empty] | US
Long Term Demand forecast |  | Service | Conceptual | Business Service | Market | Maintain a long term demand forecast for various customer classes within the control area |  |  |  |  | X | [12 empty] | US
Near Term Demand Forecast |  | Service | Conceptual | Business Service | Market | Provide forecast of demand over multiple near term time periods |  |  |  |  | X | [12 empty] | US
DR Forecast |  | Service | Conceptual | Business Service | Market | Provide forecast of demand response capability over multiple near term time periods |  |  |  |  | X | [12 empty] | US
manage participation |  | Service | Conceptual | Business Service | Market | develop guidelines for market participation |  |  |  |  | X | [12 empty] | US
develop market products |  | Service | Conceptual | Business Service | Market | Develop new market products |  |  |  |  | X | [12 empty] | US
Develop Capacity Products |  | Service | Conceptual | Business Service | Market | Develop market products for capacity that encourages participation of various parties |  |  |  |  | X | [12 empty] | US
develop balancing products |  | Service | Conceptual | Business Service | Market | develop market products that will provide the capabilities necessary to balance intermittent supply resources. |  |  |  |  | X | [12 empty] | US
develop energy efficiency products |  | Service | Conceptual | Business Service | Market | develop market products for energy efficiency that encourages participation of various parties |  |  |  |  | X | [12 empty] | US
develop distributed energy products |  | Service | Conceptual | Business Service | Market | develop market products for distributed energy resources that encourages participation of various resources |  |  |  |  | X | [12 empty] | US
price energy products |  | Service | Conceptual | Business Service | Market | provide time based prices for energy products for individual customers |  |  |  |  | X | [12 empty] | US
forecast intermittent generation |  | Service | Conceptual | Business Service | Market | provide intermittent generation forecasts for various timescales as needed for grid management |  |  |  |  | X | [12 empty] | US
develop GHG emmission products |  | Service | Conceptual | Business Service | Market | develop market products for GHG emmissions that encourages participation of various parties |  |  |  |  | X | [12 empty] | US
simulate power flow |  | Service | Conceptual | Business Service | Market | provide simulation mechanisms to analyze power flow of the electric grid |  |  |  |  | X | [12 empty] | US
exchange network models |  | Service | Conceptual | Business Service | Market | Provide a mechanism to exchange network models between entities |  |  |  |  | X | [12 empty] | US
optimize planned outage |  | Service | Conceptual | Business Service | Transmission | manage the optimization of equipment availablity for maintenance |  |  |  |  | X | [12 empty] | US
monitor system status |  | Service | Conceptual | Business Service | Transmission | manage instrumentation in the grid to maintain a picture of the grid situation |  |  |  |  | X | [12 empty] | US
maintain voltage |  | Service | Conceptual | Business Service | Transmission | manage embedded equipment in the grid to adjust voltage to stay within compliance limits |  |  |  |  | X | [12 empty] | US
optimize power flow |  | Service | Conceptual | Business Service | Transmission | manage the flow of energy in the grid to minimize losses while supplying all demand |  |  |  |  | X | [12 empty] | US
maintain stability |  | Service | Conceptual | Business Service | Transmission | manage energy flow in the grid to ensure stable grid operation |  |  |  |  | X | [12 empty] | US
monitor equipment accuracy |  | Service | Conceptual | Business Service | Transmission | maintain status of accuracy for instrumentation in the field |  |  |  |  | X | [12 empty] | US
forecast equipment loading |  | Service | Conceptual | Business Service | Transmission | maintain equipment specific future load profiles |  |  |  |  | X | [12 empty] | US
manage load limits |  | Service | Conceptual | Business Service | Transmission | operate equipment in a manner that avoids overloads |  |  |  |  | X | [12 empty] | US
manage load limits |  | Service | Conceptual | Business Service | Transmission | operate equipment in a manner that avoids overloads |  |  |  |  | X | [12 empty] | US
communicate emergencies |  | Service | Conceptual | Business Service | Transmission | maintain channel to stakeholders to for emergency information |  |  |  |  | X | [12 empty] | US
detect faults |  | Service | Conceptual | Business Service | Transmission | monitor system for system faults (outages) |  |  |  |  | X | [12 empty] | US
manage emergency response |  | Service | Conceptual | Business Service | Transmission | maintain a plan for recovering from major system disruptions |  |  |  |  | X | [12 empty] | US
manage interconnect guidelines |  | Service | Conceptual | Business Service | Transmission | maintain a mechanism for managing the exchange of energy with distribution |  |  |  |  | X | [12 empty] | US
conduct short term forecasts |  | Service | Conceptual | Business Service | Transmission | manage a set of near term projections for system use by location |  |  |  |  | X | [12 empty] | US
conduct short term forecasts |  | Service | Conceptual | Business Service | Transmission | manage a set of near term projections for system use by location |  |  |  |  | X | [12 empty] | US
manage DER |  | Service | Conceptual | Business Service | Transmission | manage DER as a part of the resource mix for balancing energy demands |  |  |  |  | X | [12 empty] | US
manage demand response |  | Service | Conceptual | Business Service | Transmission | operate a mechanism to manage interruptable loads as part of an overall balancing scheme |  |  |  |  | X | [12 empty] | US
manage demand response |  | Service | Conceptual | Business Service | Transmission | operate a mechanism to manage interruptable loads as part of an overall balancing scheme |  |  |  |  | X | [12 empty] | US
manage blackouts |  | Service | Conceptual | Business Service | Transmission | operate a mechanism to manage rolling blackouts as part of an overall balancing scheme |  |  |  |  | X | [12 empty] | US
manage voltage |  | Service | Conceptual | Business Service | Transmission | operate a mechanism to regulate voltage within compliance limits for all customers |  |  |  |  | X | [12 empty] | US
manage transformer load |  | Service | Conceptual | Business Service | Transmission | maintain the load on transformers to avoid distortion of the wave form |  |  |  |  | X | [12 empty] | US
maintain equipment characteristics |  | Service | Conceptual | Business Service | Transmission | maintain all characteristics of electrical components installed in the system |  |  |  |  | X | [12 empty] | US
monitor equipment |  | Service | Conceptual | Business Service | Transmission | operate a mechanism to maintain temporal characteristics on electrical components installed in the system |  |  |  |  | X | [12 empty] | US
maintain equipment characteristics |  | Service | Conceptual | Business Service | Transmission | maintain all characteristics of electrical components installed in the system |  |  |  |  | X | [12 empty] | US
simulate system |  | Service | Conceptual | Business Service | Transmission | shall manage a mechanism to create on demand digital simulations of the system |  |  |  |  | X | [12 empty] | US
maintain system |  | Service | Conceptual | Business Service | Transmission | manage the maintenance of the system equipment to maintain operational capability |  |  |  |  | X | [12 empty] | US
manage protection scheme |  | Service | Conceptual | Business Service | Transmission | maintain a set of schemes for protecting the system from damage by electrical overload |  |  |  |  | X | [12 empty] | US
regulate frequency |  | Service | Conceptual | Business Service | Transmission | maintain system frequency within compliance limits |  |  |  |  | X | [12 empty] | US
manage load shed |  | Service | Conceptual | Business Service | Transmission | manage the system balance by shedding load |  |  |  |  | X | [12 empty] | US
manage stability |  | Service | Conceptual | Business Service | Transmission | manage energy flow in the grid to ensure stable grid operation |  |  |  |  | X | [12 empty] | US
create long term forecasts |  | Service | Conceptual | Business Service | Transmission | maintain a set of simulations that can provide future loading projections on the system |  |  |  |  | X | [12 empty] | US
create long term forecasts |  | Service | Conceptual | Business Service | Transmission | maintain a set of simulations that can provide future loading projections on the system |  |  |  |  | X | [12 empty] | US
manage switching |  | Service | Conceptual | Business Service | Transmission | manage a set of protocols to switch load on the system |  |  |  |  | X | [12 empty] | US
maintain state information |  | Service | Conceptual | Business Service | Transmission | using the information gathered in monitor equipment determine the remaining capacity of the system to handle more energy |  |  |  |  | X | [12 empty] | US
forecast equipment life |  | Service | Conceptual | Business Service | Transmission | using the information gathered in monitor equipment determine the remaining life of electrical components installed in the grid |  |  |  |  | X | [12 empty] | US
optimize equipment |  | Service | Conceptual | Business Service | Transmission | manage energy flow so that equipment usage is optimized |  |  |  |  | X | [12 empty] | US
maintain system |  | Service | Conceptual | Business Service | Transmission | manage the maintenance of the system equipment to maintain operational capability |  |  |  |  | X | [12 empty] | US
dispatch maintenance teams |  | Service | Conceptual | Business Service | Transmission | manage the available workforce |  |  |  |  | X | [12 empty] | US
monitor all phases |  | Service | Conceptual | Business Service | Transmission | monitor all three phases of the system for energy flow characteristics |  |  |  |  | X | [12 empty] | US
operate unbalanced |  | Service | Conceptual | Business Service | Transmission | manage the system with different amounts of power flowing on each of the three phases |  |  |  |  | X | [12 empty] | US
manage VAR |  | Service | Conceptual | Business Service | Transmission | manage VAR for all customers within compliance limits |  |  |  |  | X | [12 empty] | US
manage storage |  | Service | Conceptual | Business Service | Transmission | maintain the integrated operation of storage at any point in the system |  |  |  |  | X | [12 empty] | US
manage power flow |  | Service | Conceptual | Business Service | Transmission | react to rapid changes in the energy flow to maintain system parameters within compliance limits |  |  |  |  | X | [12 empty] | US
manage supply |  | Service | Conceptual | Business Service | Transmission | manage the level of supply in the system to balance the system while maintaining the compliance limits |  |  |  |  | X | [12 empty] | US
create long term forecasts |  | Service | Conceptual | Business Service | Transmission | maintain a set of simulations that can provide future loading projections on the system |  |  |  |  | X | [12 empty] | US
maintain physical security |  | Service | Conceptual | Business Service | Transmission | manage the physical facilities of the system to maintain control of physical access to the system |  |  |  |  | X | [12 empty] | US
balance phases |  | Service | Conceptual | Business Service | Transmission | maintain the energy balance from one phase to another phase |  |  |  |  | X | [12 empty] | US
Records Management for Auditing |  | Service | Conceptual | Business Service | Cross-cutting | This service manages records necessary for auditing purposes |  |  |  |  | X | [12 empty] | US
Records Management for Reporting |  | Service | Conceptual | Business Service | Cross-cutting | This service manages records necessary for reporting purposes |  |  |  |  | X | [12 empty] | US
Authentication Management |  | Service | Conceptual | Business Service | Cross-cutting | This service manages authentication processes |  |  |  |  | X | [12 empty] | US
Access Control Management |  | Service | Conceptual | Business Service | Cross-cutting | This service manages smart grid component access control processes |  |  |  |  | X | [12 empty] | US
Managey Service Management |  | Service | Conceptual | Business Service | Cross-cutting | This service manages Managey service functions |  |  |  |  | X | [12 empty] | US
Firewall Policy Enforcement |  | Service | Conceptual | Business Service | Cross-cutting | This service manages firewall policy enforcement |  |  |  |  | X | [12 empty] | US
Manage Devices |  | Service | Conceptual | Business Service | Cross-cutting | This service manages smart grid end devices |  |  |  |  | X | [12 empty] | US
Manage Security Policies |  | Service | Conceptual | Business Service | Cross-cutting | This service manages Security Policies for Smart Grid Operations |  |  |  |  | X | [12 empty] | US
Distributed Data Management |  | Service | Conceptual | Business Service | Cross-cutting | This service manages distributed data |  |  |  |  | X | [12 empty] | US
Field Equipment Calibration |  | Service | Conceptual | Business Service | Cross-cutting | This service manages the calibration of field equipment providing data for Smart Grid operations |  |  |  |  | X | [12 empty] | US
Privacy Policy Enforcement |  | Service | Conceptual | Business Service | Cross-cutting | This service manages privacy policy enforcement. Metrics for this service are traceability to applicable privacy policy requirements. |  |  |  |  | X | [12 empty] | US
Non-Repudiation Management |  | Service | Conceptual | Business Service | Cross-cutting | This service manages non-repudiation processes |  |  |  |  | X | [12 empty] | US
Communications Continuity |  | Service | Conceptual | Business Service | Cross-cutting | This service manages the continuity of communications with smart grid equipment |  |  |  |  | X | [12 empty] | US
Communications Reliability |  | Service | Conceptual | Business Service | Cross-cutting | This service manages the reliability of communications with smart grid equipment |  |  |  |  | X | [12 empty] | US
Communications Availability |  | Service | Conceptual | Business Service | Cross-cutting | This service manages the availability of communications with smart grid equipment |  |  |  |  | X | [12 empty] | US
Personnel security credential management |  | Service | Conceptual | Business Service | Cross-cutting | This service manages the security credentials for personnel working with smart grid systems |  |  |  |  | X | [12 empty] | US
Services Acquistion Security Policy Management |  | Service | Conceptual | Business Service | Cross-cutting | This service enforces the security policies for smart grid services acquisition |  |  |  |  | X | [12 empty] | US
Manage Devices |  | Service | Conceptual | Business Service | Cross-cutting | This service manages smart grid end devices |  |  |  |  | X | [12 empty] | US
Security Policy Exchange Service |  | Service | Conceptual | Business Service | Cross-cutting | This service manages a Security Policy Exchange Service. This enables a Security context to be negotiated on the basis of exchanged security policies |  |  |  |  | X | [12 empty] | US
Application Management |  | Service | Conceptual | Business Service | Cross-cutting | This service manages smart grid applications |  |  |  |  | X | [12 empty] | US
Security Assurance Service |  | Service | Conceptual | Business Service | Cross-cutting | This service provides Security Assurance Services to determine the level of security provided by another environment. |  |  |  |  | X | [12 empty] | US
Trust Establishment Security Service |  | Service | Conceptual | Business Service | Cross-cutting | This service provides a trust establishment service that enables security verification across multiple organizations |  |  |  |  | X | [12 empty] | US
Secure Mobility Support Service |  | Service | Conceptual | Business Service | Cross-cutting | This service provides secure mobility for communications with Smart Grid field equipment |  |  |  |  | X | [12 empty] | US
Multicast Communications Support |  | Service | Conceptual | Business Service | Cross-cutting | This service provides support for multicast communications |  |  |  |  | X | [12 empty] | US
Communications Configuration Management |  | Service | Conceptual | Business Service | Cross-cutting | This service manages communications configuration for smart grid systems |  |  |  |  | X | [12 empty] | US
Denial of Service Mitigation |  | Service | Conceptual | Business Service | Cross-cutting | This service provides mitigation against Denial of Service attacks. |  |  |  |  | X | [12 empty] | US
Denial of Service Mitigation |  | Service | Conceptual | Business Service | Cross-cutting | This service provides mitigation against Denial of Service attacks. |  |  |  |  | X | [12 empty] | US
Time Synchronization Management |  | Service | Conceptual | Business Service | Cross-cutting | This service manages time synchronization across the smart grid |  |  |  |  | X | [12 empty] | US
Equipment Testing |  | Service | Conceptual | Business Service | Cross-cutting | This service tests equipment prior to use within the smart grid |  |  |  |  | X | [12 empty] | US
Communications Accounting Management |  | Service | Conceptual | Business Service | Cross-cutting | This service manages communications accounting for smart grid systems |  |  |  |  | X | [12 empty] | US
Multihoming network management |  | Service | Conceptual | Business Service | Cross-cutting | This service manages multihoming on smart grid networks |  |  |  |  | X | [12 empty] | US
Communication Performance Management |  | Service | Conceptual | Business Service | Cross-cutting | This service manages communication performance for smart grid systems |  |  |  |  | X | [12 empty] | US
Communication Performance Management |  | Service | Conceptual | Business Service | Cross-cutting | This service manages communication performance for smart grid systems |  |  |  |  | X | [12 empty] | US
Service Level Agreement Compliance |  | Service | Conceptual | Business Service | Customer | Manage compliance with Service Level Agreements (SLAs) using service performance data. |  |  |  |  | X | [12 empty] | US
Access Control Management |  | Service | Conceptual | Business Service | Customer | Provide a mechanism to support access control |  |  |  |  | X | [12 empty] | US
Metrology Measurement |  | Service | Conceptual | Business Service | Customer | Provide a mechansim to meter energy |  |  |  |  | X | [12 empty] | US
Registration Operation |  | Service | Conceptual | Business Service | Customer | Provide a mechanism to register devices to energy services |  |  |  |  | X | [12 empty] | US
Configuration Management |  | Service | Conceptual | Business Service | Customer | Manage configuration of the system. |  |  |  |  | X | [12 empty] | US
Capability Managey |  | Service | Conceptual | Business Service | Customer | Find all available capabilities |  |  |  |  | X | [12 empty] | US
Device Management of State |  | Service | Conceptual | Business Service | Customer | Ability to place devices into a specific state |  |  |  |  | X | [12 empty] | US
Price based control |  | Service | Conceptual | Business Service | Customer | Ability to control devices using by communicating price |  |  |  |  | X | [12 empty] | US
Direct load control |  | Service | Conceptual | Business Service | Customer | Abilityt to directly control devices using control signals |  |  |  |  | X | [12 empty] | US
Energy Management |  | Service | Conceptual | Business Service | Customer | Provide a mechanism to influence operation of devices to meet business energy-usage goals. |  |  |  |  | X | [12 empty] | US
Access Control Management |  | Service | Conceptual | Business Service | Customer | Provide a mechanism to support access control |  |  |  |  | X | [12 empty] | US
Access Control Management |  | Service | Conceptual | Business Service | Customer | Provide a mechanism to support access control |  |  |  |  | X | [12 empty] | US
Non-Intrusive Monitoring |  | Service | Conceptual | Business Service | Customer | Derive device load levels using non-intrusive measurements combined with analytic methods. |  |  |  |  | X | [12 empty] | US
Non-Intrusive Monitoring |  | Service | Conceptual | Business Service | Customer | Derive device load levels using non-intrusive measurements combined with analytic methods. |  |  |  |  | X | [12 empty] | US
Energy Monitoring |  | Service | Conceptual | Business Service | Customer | Provide a mechanism to monitor aspects of energy as required to meet business goals. |  |  |  |  | X | [12 empty] | US
Energy Cost Management |  | Service | Conceptual | Business Service | Customer | Provide a mechanism to meet cost of energy business goals. |  |  |  |  | X | [12 empty] | US
Infrastructure Planning (was deployment planning) |  | Service | Conceptual | Business Service | Customer | Building the Smart Grid System to support additional devices (e.g. Water, Gas) |  |  |  |  | X | [12 empty] | US
Outage Management |  | Service | Conceptual | Business Service | Customer | Provide a mechanism to mitigate impact power failures through use of alternate energy supply sources. |  |  |  |  | X | [12 empty] | US
Power Characteristic Management |  | Service | Conceptual | Business Service | Customer | Manage power characteristics through direct operation of devices. |  |  |  |  | X | [12 empty] | US
Nomadic Load (was PEV charging) Management |  | Service | Conceptual | Business Service | Customer | Manage the charging of Plug-In Electric Vehicles (PEVs) such that business goals are met. |  |  |  |  | X | [12 empty] | US
Energy Management |  | Service | Conceptual | Business Service | Customer | Provide a mechanism to influence operation of devices to meet business energy-usage goals. |  |  |  |  | X | [12 empty] | US
Energy Management |  | Service | Conceptual | Business Service | Customer | Provide a mechanism to influence operation of devices to meet business energy-usage goals. |  |  |  |  | X | [12 empty] | US
Customer Data Storage |  | Service | Conceptual | Business Service | Customer | Retains historical energy data |  |  |  |  | X | [12 empty] | US
Deployment Management |  | Service | Conceptual | Business Service | Customer | Manage ongoing revision of the system. |  |  |  |  | X | [12 empty] | US
Information Presentation |  | Service | Conceptual | Business Service | Customer | Provide a mechanism to display information from the system. |  |  |  |  | X | [12 empty] | US
Manual Overide |  | Service | Conceptual | Business Service | Customer | Provide a mechanism to overide automated actions while assuring safety. |  |  |  |  | X | [12 empty] | US
Access Control Management |  | Service | Conceptual | Business Service | Customer | Provide a mechanism to support access control |  |  |  |  | X | [12 empty] | US
Weather Data Collection |  | Service | Conceptual | Business Service | Customer | Provide a mechanism to collect localized weather data affecting the system. |  |  |  |  | X | [12 empty] | US
Service Level Agreement Management |  | Service | Conceptual | Business Service | Customer | Perform life-cycle management of Service Level Agreements (SLAs) in support of business goals. |  |  |  |  | X | [12 empty] | US
Energy Asset Aggregation |  | Service | Conceptual | Business Service | Customer | Manages a group of devices in the customer domain |  |  |  |  | X | [12 empty] | US
Power Characteristic Management |  | Service | Conceptual | Business Service | Customer | Manage power characteristics through direct operation of devices. |  |  |  |  | X | [12 empty] | US
Energy Monitoring |  | Service | Conceptual | Business Service | Customer | Provide a mechanism to monitor aspects of energy as required to meet business goals. |  |  |  |  | X | [12 empty] | US
Recovery Management |  | Service | Conceptual | Business Service | Customer | Manage restart of the system from cold-start conditions such that full operation is restored. |  |  |  |  | X | [12 empty] | US
Energy Monitoring |  | Service | Conceptual | Business Service | Customer | Provide a mechanism to monitor aspects of energy as required to meet business goals. |  |  |  |  | X | [12 empty] | US
Environmental Monitoring |  | Service | Conceptual | Business Service | Customer | Provide a mechanism to collect environmental data about the impact of energy supply sources in the system. |  |  |  |  | X | [12 empty] | US
Health Monitoring |  | Service | Conceptual | Business Service | Customer | Provide a mechansim to check device health |  |  |  |  | X | [12 empty] | US
Energy Cost Management |  | Service | Conceptual | Business Service | Customer | Provide a mechanism to meet cost of energy business goals. |  |  |  |  | X | [12 empty] | US
Topological model management: |  | Service | Conceptual | Business Service | Distribution | This service maintains the topological model to maintain the system model in near real-time. |  |  |  |  | X | [12 empty] | US
Topological model management: |  | Service | Conceptual | Business Service | Distribution | This service maintains the topological model to maintain the system model in near real-time. |  |  |  |  | X | [12 empty] | US
Intelligent Alarm Processing: |  | Service | Conceptual | Business Service | Distribution | This service manages all levels of alarms to maintain correct operator action priorities. The metric for this service is related to correctly handling the variety of alarms that may be faced by operators. |  |  |  |  | X | [12 empty] | US
Optimize Voltage to Reactive Power: |  | Service | Conceptual | Business Service | Distribution | This service manages voltage in relation to reactive power within the distribution system. |  |  |  |  | X | [12 empty] | US
Voltage Management: |  | Service | Conceptual | Business Service | Distribution | This service manages customer service delivery voltages to stay within industry accepted tolerances |  |  |  |  | X | [12 empty] | US
Reactive Power Management: |  | Service | Conceptual | Business Service | Distribution | This service manages reactive power on the distribution system to maintain reactive power |  |  |  |  | X | [12 empty] | US
Reactive Power Management: |  | Service | Conceptual | Business Service | Distribution | This service manages reactive power on the distribution system to maintain reactive power |  |  |  |  | X | [12 empty] | US
Field work management: |  | Service | Conceptual | Business Service | Distribution | This service manages the dispatch of work crews authorized for servicing field equipment |  |  |  |  | X | [12 empty] | US
Field work management: |  | Service | Conceptual | Business Service | Distribution | This service manages the dispatch of work crews authorized for servicing field equipment |  |  |  |  | X | [12 empty] | US
Distribution operations training: |  | Service | Conceptual | Business Service | Distribution | This service provides a comprehensive program of training for distribution operations personnel. |  |  |  |  | X | [12 empty] | US
Distributions operations training |  | Service | Conceptual | Business Service | Distribution | This service provides a list of distribution operation and maintenance personnel and their qualifications to service or perform work on a particular distribution network element |  |  |  |  | X | [12 empty] | US
Power Quality Monitoring: |  | Service | Conceptual | Business Service | Distribution | This service monitors power quality on the distribution system. |  |  |  |  | X | [12 empty] | US
Automated Service Restoration: |  | Service | Conceptual | Business Service | Distribution | This service manages automated service restoration functions. Measurement of this service would follow accepted indicies on system restoration performance. |  |  |  |  | X | [12 empty] | US
Power Quality Improvement |  | Service | Conceptual | Business Service | Distribution | This service manages the improvement of power quality within the distribution system. |  |  |  |  | X | [12 empty] | US
Audit trail management: |  | Service | Conceptual | Business Service | Distribution | This service provides the retrieval and reports necessary to provide an audit trail for system event reporting. |  |  |  |  | X | [12 empty] | US
Customer Power Quality Information Management: |  | Service | Conceptual | Business Service | Distribution | This service manages power quality information available from within customer sites throughout the distribution system. |  |  |  |  | X | [12 empty] | US
Customer Power Quality Information Management: |  | Service | Conceptual | Business Service | Distribution | This service manages power quality information available from within customer sites throughout the distribution system. |  |  |  |  | X | [12 empty] | US
Prepare Static Systems for Storm Conditions: |  | Service | Conceptual | Business Service | Distribution | This service includes the management of static preparations in anticipation of system disturbances due to impending storm conditions |  |  |  |  | X | [12 empty] | US
Prepare Static Systems for Storm Conditions: |  | Service | Conceptual | Business Service | Distribution | This service includes the management of static preparations in anticipation of system disturbances due to impending storm conditions |  |  |  |  | X | [12 empty] | US
Power Flow Analyses |  | Service | Conceptual | Business Service | Distribution | This service manages the Power Flow Analyses processes. |  |  |  |  | X | [12 empty] | US
Short Term Load Forecasts: |  | Service | Conceptual | Business Service | Distribution | This service manages short term load forecasting |  |  |  |  | X | [12 empty] | US
Contingency Ranking |  | Service | Conceptual | Business Service | Distribution | This service models the distribution system to support multi-scenario simulations |  |  |  |  | X | [12 empty] | US
Short Circuit Analysis |  | Service | Conceptual | Business Service | Distribution | This service manages the analysis of short circuits within distribution systems |  |  |  |  | X | [12 empty] | US
Contingency Load Transfer: |  | Service | Conceptual | Business Service | Distribution | This service manages contingency load transfers. |  |  |  |  | X | [12 empty] | US
Distribution Balancing Authority |  | Service | Conceptual | Business Service | Distribution | This service balances generation with load across the distribution network. |  |  |  |  | X | [12 empty] | US
State Estimation Support: |  | Service | Conceptual | Business Service | Distribution | This service manages the state estimation process using available information available from field equipment. |  |  |  |  | X | [12 empty] | US
System State Monitoring: |  | Service | Conceptual | Business Service | Distribution | This service manages the migration to state monitoring making use of increasing numbers of field devices that have monitoring capability. Metrics for this service would be the reduction in the band of error surrounding system state. |  |  |  |  | X | [12 empty] | US
Planned Outage Management: |  | Service | Conceptual | Business Service | Distribution | This service supports planned outage management for distribution systems. |  |  |  |  | X | [12 empty] | US
Distribution Planning: |  | Service | Conceptual | Business Service | Distribution | This service manages the distribution planning processes. |  |  |  |  | X | [12 empty] | US
Root Cause Analysis: |  | Service | Conceptual | Business Service | Distribution | This service manages the support of field crew investigations into root cause analysis of distribution system failures |  |  |  |  | X | [12 empty] | US
Transformer Management: |  | Service | Conceptual | Business Service | Distribution | This service manages the life-cycle of transformers in field operations |  |  |  |  | X | [12 empty] | US
Fault Isolation: |  | Service | Conceptual | Business Service | Distribution | This service manages the isolation of faults to minimize damage to utility and customer equipment. |  |  |  |  | X | [12 empty] | US
Manage System Protection Execution: |  | Service | Conceptual | Business Service | Distribution | Manages the execution of system protection functions as they are occuring. |  |  |  |  | X | [12 empty] | US
Manage System Protection Execution: |  | Service | Conceptual | Business Service | Distribution | Manage system protection post event analysis; This service manages the analysis of protection actions following an event episode. |  |  |  |  | X | [12 empty] | US
Diagnostic Analysis of Distribution Systems: |  | Service | Conceptual | Business Service | Distribution | This service manages the diagnostic analysis of distribution system field equipment. |  |  |  |  | X | [12 empty] | US
Real-Time Emergency Operations |  | Service | Conceptual | Business Service | Distribution | This service manages emergency operations within the distribution system within the appropriate timeframe. |  |  |  |  | X | [12 empty] | US
Outage Management: |  | Service | Conceptual | Business Service | Distribution | This service manages outages on distribution systems. The metric for this service is related to system reliability indices. |  |  |  |  | X | [12 empty] | US
Distribution Systems Asset Management |  | Service | Conceptual | Business Service | Distribution | This service manages distribution systems asset management processes. |  |  |  |  | X | [12 empty] | US
Distributed Energy Resource Management: |  | Service | Conceptual | Business Service | Distribution | This service provides management of Distributed Energy Resources (DER) across the distribution system. |  |  |  |  | X | [12 empty] | US
Field Equipment Upgade Management: |  | Service | Conceptual | Business Service | Distribution | This service manages lifecycle of field equipment |  |  |  |  | X | [12 empty] | US
Manage unbalanced current: |  | Service | Conceptual | Business Service | Distribution | This service manages unbalanced current flows to keep distribution systems within acceptable engineering tolerances to optimize efficiency. |  |  |  |  | X | [12 empty] | US
Manage unbalanced current: |  | Service | Conceptual | Business Service | Distribution | This service manages unbalanced current flows to keep distribution systems within acceptable engineering tolerances to optimize efficiency. |  |  |  |  | X | [12 empty] | US
Development of Future Distribution Model: |  | Service | Conceptual | Business Service | Distribution | This service manages the development of future distribution systems |  |  |  |  | X | [12 empty] | US
Fault Level Analysis |  | Service | Conceptual | Business Service | Distribution | This service manages Fault Level Analysis on distribution systems |  |  |  |  | X | [12 empty] | US
Loss location management: |  | Service | Conceptual | Business Service | Distribution | This service manages the location of non-technical energy losses on the distribution system. |  |  |  |  | X | [12 empty] | US
Distribution Energy Loss Minimization: |  | Service | Conceptual | Business Service | Distribution | This service manages the technical loss of energy to minimize losses on the distribution system. |  |  |  |  | X | [12 empty] | US
Optimal Load Flow: |  | Service | Conceptual | Business Service | Distribution | This service optimizes load flows on the distribution system |  |  |  |  | X | [12 empty] | US
Condition Based Maintenance: |  | Service | Conceptual | Business Service | Distribution | This service manages condition based maintenance for distribution field equipment. |  |  |  |  | X | [12 empty] | US
Condition Based Maintenance: |  | Service | Conceptual | Business Service | Distribution | This service manages condition based maintenance for distribution field equipment. |  |  |  |  | X | [12 empty] | US
System Protection: |  | Service | Conceptual | Business Service | Distribution | This service manages system protection functions |  |  |  |  | X | [12 empty] | US
Distribution System Field Equipment Configuration Management: |  | Service | Conceptual | Business Service | Distribution | This service manages the configuration of field equipment. Metrics for this service are determined by emerging policies for maintaining field equipment documentation. |  |  |  |  | X | [12 empty] | US
Distribution System Support of Transmission Operations: |  | Service | Conceptual | Business Service | Distribution | This service manages the integration of distribution systems in support of transmission operations. |  |  |  |  | X | [12 empty] | US
manage contractual compliance |  | Service | Conceptual | Business Service | Bulk Generation | units have contractual commitments on when to run at what rate |  |  |  |  | X | [12 empty] | US
provide security |  | Service | Conceptual | Business Service | Bulk Generation | the expection is that the generation units will provide enough reserve to allow for the loss of part of the system |  |  |  |  | X | [12 empty] | US
provide communications |  | Service | Conceptual | Business Service | Bulk Generation | provide a way to coordinate different facilities operations regardless of outside interference |  |  |  |  | X | [12 empty] | US
Manage data sharing across organizations |  | Service | Conceptual | Business Service | Bulk Generation | Provide stakeholders in different organizations with required data |  |  |  |  | X | [12 empty] | US
provide cost-benefit analysis |  | Service | Conceptual | Business Service | Bulk Generation | maintain business cases that provide traceability of project costs and benefits |  |  |  |  | X | [12 empty] | US
manage islanding |  | Service | Conceptual | Business Service | Bulk Generation | provide the ability to disconnect sections of the grid from each other to operate independently |  |  |  |  | X | [12 empty] | US
manage forecasting |  | Service | Conceptual | Business Service | Bulk Generation | provide a mechanism to create scenarios of future demand for supply capability |  |  |  |  | X | [12 empty] | US
manage control of generation |  | Service | Conceptual | Business Service | Bulk Generation | provide a mechanism to directly control the inputs and outputs of generation units |  |  |  |  | X | [12 empty] | US
Manage equipment status |  | Service | Conceptual | Business Service | Bulk Generation | provide a mechanism to Manage the current characteristics of equipment |  |  |  |  | X | [12 empty] | US
Manage equipment status |  | Service | Conceptual | Business Service | Bulk Generation | provide a mechanism to Manage the current characteristics of equipment |  |  |  |  | X | [12 empty] | US
manage equipment |  | Service | Conceptual | Business Service | Bulk Generation | provide a mechanism to control equipment operation in due time |  |  |  |  | X | [12 empty] | US
manage scheduling of facilities |  | Service | Conceptual | Business Service | Bulk Generation | provide analytics that will develop an operations plan for generation units based on known characteristics |  |  |  |  | X | [12 empty] | US
analyze schedules |  | Service | Conceptual | Business Service | Bulk Generation | provide analytics to determine issues with planned operations |  |  |  |  | X | [12 empty] | US
manage adverse conditions |  | Service | Conceptual | Business Service | Bulk Generation | provide analytics to determine adverse impacts that can be managed before they become operational problems |  |  |  |  | X | [12 empty] | US
manage unit commitment |  | Service | Conceptual | Business Service | Bulk Generation | provide a mechanism to confirm schedule operational compliance in generation units |  |  |  |  | X | [12 empty] | US
manage ancillary services |  | Service | Conceptual | Business Service | Bulk Generation | provide a set of reserve resources that can be used to maintain the grid within compliance limits |  |  |  |  | X | [12 empty] | US
maintain facilities |  | Service | Conceptual | Business Service | Bulk Generation | Provide maintence sufficient to maintain generation units in operational condition |  |  |  |  | X | [12 empty] | US
manage cold start |  | Service | Conceptual | Business Service | Bulk Generation | bring an out of service unit on line as an independent source |  |  |  |  | X | [12 empty] | US
manage scheduled outages |  | Service | Conceptual | Business Service | Bulk Generation | plan out of service time for maintenance on generation facilities |  |  |  |  | X | [12 empty] | US
Least cost dispatch |  | Service | Conceptual | Business Service | Bulk Generation | Provide a mechanism to allow for the lowest cost units to be called on first for providing energy |  |  |  |  | X | [12 empty] | US
maintain system Integrity |  | Service | Conceptual | Business Service | Bulk Generation | provide the controls that will facilitate several scenarios for keeping the energy flowing through the system when issues occur |  |  |  |  | X | [12 empty] | US
monitor generator performance |  | Service | Conceptual | Business Service | Bulk Generation | provide a mechanism to measure generation unit operational charateristics |  |  |  |  | X | [12 empty] | US
manage emissions from units |  | Service | Conceptual | Business Service | Bulk Generation | provide a mechanism that allows control of the emissions of a generation unit |  |  |  |  | X | [12 empty] | US
monitor generator emissions |  | Service | Conceptual | Business Service | Bulk Generation | provide a mechanism to measure emissions of a generation unit |  |  |  |  | X | [12 empty] | US
monitor generator emissions |  | Service | Conceptual | Business Service | Bulk Generation | provide a mechanism to measure emissions of a generation unit |  |  |  |  | X | [12 empty] | US
manage past incipent failures |  | Service | Conceptual | Business Service | Bulk Generation | provide a mechanism switch away from incipent failures to maintain the system within compliance limits |  |  |  |  | X | [12 empty] | US
analyze schedules |  | Service | Conceptual | Business Service | Bulk Generation | provide analytics to determine issues with planned operations |  |  |  |  | X | [12 empty] | US
manage power quality |  | Service | Conceptual | Business Service | Bulk Generation | provide a mechanism to maintain energy quality within compliance limits |  |  |  |  | X | [12 empty] | US
manage ancillary services |  | Service | Conceptual | Business Service | Bulk Generation | provide a set of reserve resources that can be used to maintain the grid within compliance limits |  |  |  |  | X | [12 empty] | US
provide fail over options |  | Service | Conceptual | Business Service | Bulk Generation | provide a mechanism to maintain the system within compliance limits when a resource is lost |  |  |  |  | X | [12 empty] | US
balance system |  | Service | Conceptual | Business Service | Bulk Generation | provide a mechanism to respond to changes in the supply-load equation that will maintain the system within compliance limits |  |  |  |  | X | [12 empty] | US
Provide Operational platform |  | Service | Conceptual | Business Service | Market | Provide infrastructure necessary to operate power market |  |  |  |  | X | [12 empty] | US
Manage Direct Load Control Program |  | Service | Conceptual | Business Service | Operations | Offer managed load reduction schemes using direct operation of devices |  |  |  |  | X | [12 empty] | US
manage frequency |  | Service | Conceptual | Business Service | Operations | maintain electrical frequency within applicable limits |  |  |  |  | X | [12 empty] | US
monitor equipment |  | Service | Conceptual | Business Service | Operations | report the health of equipment |  |  |  |  | X | [12 empty] | US
manage performance |  | Service | Conceptual | Business Service | Operations | maintain performance of equipment within applicable limits |  |  |  |  | X | [12 empty] | US
manage customers |  | Service | Conceptual | Business Service | Operations | facilitate communication with end customers |  |  |  |  | X | [12 empty] | US
manage load control participants |  | Service | Conceptual | Business Service | Operations | facilitate participant involvement in load control |  |  |  |  | X | [12 empty] | US
provide connectivity |  | Service | Conceptual | Business Service | Operations | maintain communication to equipment |  |  |  |  | X | [12 empty] | US
provide connectivity |  | Service | Conceptual | Business Service | Operations | maintain communication to equipment |  |  |  |  | X | [12 empty] | US
Authenticate user |  | Service | Conceptual | Business Service | Operations | Confirm the identity of the user |  |  |  |  | X | [12 empty] | US
provide connectivity |  | Service | Conceptual | Business Service | Operations | maintain communication to equipment |  |  |  |  | X | [12 empty] | US
optimize asset utilization |  | Service | Conceptual | Business Service | Operations | Identify dynamic limits for grid assests |  |  |  |  | X | [12 empty] | US
monitor resources |  | Service | Conceptual | Business Service | Operations | measure the real-time status of grid resources |  |  |  |  | X | [12 empty] | US
manage voltage |  | Service | Conceptual | Business Service | Operations | maintain electrical voltage within applicable limits |  |  |  |  | X | [12 empty] | US
control power flow |  | Service | Conceptual | Business Service | Operations | dynamically configure electrical power system to manage power flow to end-customer |  |  |  |  | X | [12 empty] | US
provide black-start |  | Service | Conceptual | Business Service | Operations | Provide the ability to produce power without first requiring power from the grid |  |  |  |  | X | [12 empty] | US
manage power quality |  | Service | Conceptual | Business Service | Operations | manages the operational quality of the power on the system |  |  |  |  | X | [12 empty] | US
manage reserves |  | Service | Conceptual | Business Service | Operations | manage an inventory of reserves to cover contingencies |  |  |  |  | X | [12 empty] | US
manage system re-start |  | Service | Conceptual | Business Service | Operations | re-initiate stable operation of a power grid after a failure |  |  |  |  | X | [12 empty] | US
manage power interchange |  | Service | Conceptual | Business Service | Operations | Ensure power flow with neighboring control areas is coordinated |  |  |  |  | X | [12 empty] | US
schedule transmission |  | Service | Conceptual | Business Service | Operations | provide a mechanism to match supply schedules with transmission capacity |  |  |  |  | X | [12 empty] | US
manage reserves |  | Service | Conceptual | Business Service | Operations | track the remaining capacity in the market to meet demand |  |  |  |  | X | [12 empty] | US
forecast resources |  | Service | Conceptual | Business Service | Operations | provide forecasts of system resources |  |  |  |  | X | [12 empty] | US
schedule generation |  | Service | Conceptual | Business Service | Operations | Identify economically optimal schedules for supply resources |  |  |  |  | X | [12 empty] | US
control power flow |  | Service | Conceptual | Business Service | Operations | Manage the physical paths that energy can flow across |  |  |  |  | X | [12 empty] | US
manage grid operations |  | Service | Conceptual | Business Service | Operations | balance supply with demand of the electrical grid |  |  |  |  | X | [12 empty] | US
forcast supply resources |  | Service | Conceptual | Business Service | Operations | provide forecasts of supply resources |  |  |  |  | X | [12 empty] | US
monitor resources |  | Service | Conceptual | Business Service | Operations | measure the real-time status of grid resources |  |  |  |  | X | [12 empty] | US
manage emissions audit |  | Service | Conceptual | Business Service | Operations | maintain emmissions history for grid assets |  |  |  |  | X | [12 empty] | US
provide historical data |  | Service | Conceptual | Business Service | Operations | provides information for requested time frame |  |  |  |  | X | [12 empty] | US
validate demand response |  | Service | Conceptual | Business Service | Operations | Evaluate response of resource to a demand response dispatch |  |  |  |  | X | [12 empty] | US
manage contingency event |  | Service | Conceptual | Business Service | Operations | Provide pre-determined protocol instructions for responding to a contingency event |  |  |  |  | X | [12 empty] | US
monitor resources |  | Service | Conceptual | Business Service | Operations | measure the real-time status of grid resources |  |  |  |  | X | [12 empty] | US
manage demand |  | Service | Conceptual | Business Service | Operations | provide a mechanism to reduce end-customer energy costs |  |  |  |  | X | [12 empty] | US
monitor emissions |  | Service | Conceptual | Business Service | Operations | measure the environmental impact of grid assets |  |  |  |  | X | [12 empty] | US
manage DR program |  | Service | Conceptual | Business Service | Operations | Offer managed load reduction schemes |  |  |  |  | X | [12 empty] | US
vulnerability assesment |  | Service | Conceptual | Business Service | Operations | assess the resilience of grid management systems |  |  |  |  | X | [12 empty] | US
Network Address Management |  | Service | Conceptual | Business Service | Cross-cutting | This service manages the network address infrastructure for the smart grid |  |  |  |  | X | [12 empty] | US
provide connectivity |  | Service | Conceptual | Business Service | Operations | maintain communication to equipment |  |  |  |  | X | [12 empty] | US
physical security |  | Service | Conceptual | Business Service | Operations | Provide secure locations |  |  |  |  | X | [12 empty] | US
manage quality of service |  | Service | Conceptual | Business Service | Operations | provide mechanism to ensure business services remain within predetermined metrics |  |  |  |  | X | [12 empty] | US
provide demand profile |  | Service | Conceptual | Business Service | Operations | Provide a time versus demand curve that represents the typical demand of a customer |  |  |  |  | X | [12 empty] | US
energy measurement |  | Service | Conceptual | Business Service | Operations | provide measurement of end-customer consumption |  |  |  |  | X | [12 empty] | US
schedule workcrew |  | Service | Conceptual | Business Service | Operations | Schedule the appropriate resources for outage resolution |  |  |  |  | X | [12 empty] | US
control energy resources |  | Service | Conceptual | Business Service | Operations | Provide direct control of energy resources |  |  |  |  | X | [12 empty] | US
monitor energy resources |  | Service | Conceptual | Business Service | Operations | Provide a mechanism to support review of the status of grid attached energy sources |  |  |  |  | X | [12 empty] | US
Forecast weather impacts |  | Service | Conceptual | Business Service | Operations | Forecast the potential impact of weather events on the grid assets |  |  |  |  | X | [12 empty] | US
Manage system protection |  | Service | Conceptual | Business Service | Operations | Provide protection schemes that ensure the security of the system under fault conditions |  |  |  |  | X | [12 empty] | US
Simulate system |  | Service | Conceptual | Business Service | Operations | Provide simulation of the electrical power system |  |  |  |  | X | [12 empty] | US
Maintain network model |  | Service | Conceptual | Business Service | Operations | Maintain a time based model that represents the topology of the electrical power network |  |  |  |  | X | [12 empty] | US
Minimize Disruption |  | Service | Conceptual | Business Service | Operations | Develop mechanisms to minimize interruption of electrical service to customers |  |  |  |  | X | [12 empty] | US
Schedule Outages |  | Service | Conceptual | Business Service | Operations | Schedules outages when they will have the least impact to the reliable operation of the grid |  |  |  |  | X | [12 empty] | US
Manage energy storage |  | Service | Conceptual | Business Service | Operations | Develop mechanisms to include energy storage in the operation of the electrical grid |  |  |  |  | X | [12 empty] | US
Manage distriburted energy resources |  | Service | Conceptual | Business Service | Operations | Develop mechanisms to include distributed energy resources (DER) in the operation of the electrical grid |  |  |  |  | X | [12 empty] | US
Manage voltage |  | Service | Conceptual | Business Service | Operations | Manage the voltage in all parts of the system within established limits |  |  |  |  | X | [12 empty] | US
Request market products |  | Service | Conceptual | Business Service | Operations | Provides the capability to request the procurement of energy market products |  |  |  |  | X | [12 empty] | US
Define Transmission Capacity |  | Service | Conceptual | Business Service | Operations | Define the dynamic safe operating limits of the transmission system |  |  |  |  | X | [12 empty] | US
Review protection schemes |  | Service | Conceptual | Business Service | Operations | Reviews proposed remedial action schemes (RAS) |  |  |  |  | X | [12 empty] | US
Contingency Analysis |  | Service | Conceptual | Business Service | Operations | Calculate the impact of failures on the electrical power system |  |  |  |  | X | [12 empty] | US
Outage Analysis |  | Service | Conceptual | Business Service | Operations | Calculate the impact of maintenance requests on the electrical power system |  |  |  |  | X | [12 empty] | US
Analzye event |  | Service | Conceptual | Business Service | Operations | Reconstruct the dynamic values of grid attributes around the time of a past grid event |  |  |  |  | X | [12 empty] | US
Manage energy resources |  | Service | Conceptual | Business Service | Operations | Provide a mechanism to direct connected energy resources to operate based on abnormal situations |  |  |  |  | X | [12 empty] | US
Grid Condition Indicator |  | Service | Conceptual | Business Service | Operations | Provides a geographic specific indicator of the grid condition |  |  |  |  | X | [12 empty] | US
Synchronize Time |  | Service | Conceptual | Business Service | Operations | Manage frequency so that a clock connected to the grid is kept within tolerance of a reference clock |  |  |  |  | X | [12 empty] | US
Manage variability |  | Service | Conceptual | Business Service | Operations | Provide reserves that can balance the variability of energy resources |  |  |  |  | X | [12 empty] | US
Demand forecast |  | Service | Conceptual | Business Service | Operations | Provide forecast of demand over multiple near term time periods |  |  |  |  | X | [12 empty] | US
control energy sinks |  | Service | Conceptual | Business Service | Operations | Manage operation of grid connected load devices |  |  |  |  | X | [12 empty] | US
manage power interchange |  | Service | Conceptual | Business Service | Operations | Provide a mechanism to support communication between adjacent operations centers |  |  |  |  | X | [12 empty] | US
commmunicate DSM plan information to customer |  | Service | Conceptual | Business Service | Service Provider | Communicate system parameters as they relate to customer Demand side management programs to assist in decision making |  |  |  |  | X | [12 empty] | US
manage availability of communication |  | Service | Conceptual | Business Service | Service Provider | ensure communication of system parameters available to the customer within applicable limits |  |  |  |  | X | [12 empty] | US
direct load control |  | Service | Conceptual | Business Service | Service Provider | control customer loads directly to respond to the reliability needs of the electric grid |  |  |  |  | X | [12 empty] | US
Physical Security of Smart Grid Operations |  | Service | Conceptual | Business Service | Cross-cutting | This service manages the physical security of smart grid operations |  |  |  |  | X | [12 empty] | US
Critical Data Security |  | Service | Conceptual | Business Service | Cross-cutting | This service manages the security of critical smart grid data |  |  |  |  | X | [12 empty] | US
Classify data confidentiality |  | Service | Conceptual | Business Service | Cross-cutting | provide predetermined protocols for classifying data confidentiality into multiple levels |  |  |  |  | X | [12 empty] | US
manage availability of communication |  | Service | Conceptual | Business Service | Cross-cutting | ensure communication of information to the customer |  |  |  |  | X | [12 empty] | US
read meter data to improve billing process |  | Service | Conceptual | Business Service | Service Provider | share accurate meter data with authorized parties |  |  |  |  | X | [12 empty] | US
Obtain Customer Information |  | Service | Conceptual | Business Service | Service Provider | maintain communication channel with the end customer that allows two-way communication |  |  |  |  | X | [12 empty] | US
initiate communication with customer |  | Service | Conceptual | Business Service | Service Provider | initiate communication channel with the end customer that allows two-way communication |  |  |  |  | X | [12 empty] | US
meter data collection |  | Service | Conceptual | Business Service | Service Provider | collect accurate meter data with various levels of granularity from end customer |  |  |  |  | X | [12 empty] | US
manage communication |  | Service | Conceptual | Business Service | Service Provider | maintain communication of system parameters as they relate to customer decision making |  |  |  |  | X | [12 empty] | US
Measure Customer |  | Service | Conceptual | Business Service | Service Provider | provide for the measurement of a customer based on agreed physical characteristics |  |  |  |  | X | [12 empty] | US
prevent demand asset damage |  | Service | Conceptual | Business Service | Service Provider | ensure mechnisms to prevent damage to demand assests |  |  |  |  | X | [12 empty] | US
installation and maintenance of electrical service |  | Service | Conceptual | Business Service | Service Provider | install and maintain quality electrical service to customers within applicable limits |  |  |  |  | X | [12 empty] | US
detect outages |  | Service | Conceptual | Business Service | Service Provider | determine when energy stops flowing to a location |  |  |  |  | X | [12 empty] | US
Repair outages |  | Service | Conceptual | Business Service | Service Provider | repair the distribution system to minimize outage duration |  |  |  |  | X | [12 empty] | US
communicate price |  | Service | Conceptual | Business Service | Service Provider | communicate customer specific price of electricty informaiton to end customer |  |  |  |  | X | [12 empty] | US
meter data collection |  | Service | Conceptual | Business Service | Service Provider | collect accurate meter data with various levels of granularity from end customer using protocols to minimize cost |  |  |  |  | X | [12 empty] | US
meter data reporting |  | Service | Conceptual | Business Service | Service Provider | provide meter data to customer based on established parameters |  |  |  |  | X | [12 empty] | US
meter data reporting |  | Service | Conceptual | Business Service | Service Provider | provide meter data to customer based on established parameters |  |  |  |  | X | [12 empty] | US
sell energy |  | Service | Conceptual | Business Service | Service Provider | services that enable selling energy |  |  |  |  | X | [12 empty] | US
buy energy |  | Service | Conceptual | Business Service | Service Provider | services that enable buying energy |  |  |  |  | X | [12 empty] | US
forecast demand |  | Service | Conceptual | Business Service | Service Provider | determine protocols for forcasting demand |  |  |  |  | X | [12 empty] | US
aggregate customers |  | Service | Conceptual | Business Service | Service Provider | aggregate customers for various electricity buying and selling options |  |  |  |  | X | [12 empty] | US
bundle services |  | Service | Conceptual | Business Service | Service Provider | aggregate various services into metaservice |  |  |  |  | X | [12 empty] | US
energy information services |  | Service | Conceptual | Business Service | Service Provider | energy information services that allow the customer to manage their loads |  |  |  |  | X | [12 empty] | US
power quality services |  | Service | Conceptual | Business Service | Service Provider | manage the quality of electrical service by ensuring that it is within applicable limits |  |  |  |  | X | [12 empty] | US
submetering service |  | Service | Conceptual | Business Service | Service Provider | make accurate submetering data of various loads available to various authorized parties |  |  |  |  | X | [12 empty] | US
technical support services |  | Service | Conceptual | Business Service | Service Provider | provide technical support services that allow the customer to manage their loads |  |  |  |  | X | [12 empty] | US
billing services |  | Service | Conceptual | Business Service | Service Provider | provide accurate billing data to customers in a timely manner |  |  |  |  | X | [12 empty] | US
Minimize outages |  | Service | Conceptual | Business Service | Operations | maintain the distribution system to minimize outage occurances |  |  |  |  | X | [12 empty] | US
direct load control |  | Service | Conceptual | Business Service | Operations | control customer loads directly to respond to the reliability needs of the electric grid |  |  |  |  | X | [12 empty] | US
Device Connection Test Service |  | Service | Conceptual | Automation Service | Market | Provide an apparatus that allows testing of the interconnection of devices attached to the grid remotely |  |  |  |  | X | [12 empty] | US
Test scheduling service |  | Service | Conceptual | Automation Service | Market | schedule any testing that needs to be done to assure operation of the grid and attached devices |  |  |  |  | X | [12 empty] | US
Test results service |  | Service | Conceptual | Automation Service | Market | Collect results from all tests conducted on attached devices |  |  |  |  | X | [12 empty] | US
Security Enforcement |  | Service | Conceptual | Automation Service | Cross-cutting | A service that enforces the security policies of the domain |  |  |  |  | X | [12 empty] | US
Data Integrity |  | Service | Conceptual | Automation Service | Cross-cutting | A service which prevents the unauthorized modification of data |  |  |  |  | X | [12 empty] | US
Circuit update detector |  | Service | Conceptual | Automation Service | Transmission | Detects field equipment and circuit updates including new equipment. This includes location-related attributes, functional capabilities and other spatial-physical asset information |  |  |  |  | X | [12 empty] | US
Circuit update collector |  | Service | Conceptual | Automation Service | Transmission | Collects and stores the circuit update information for an update in the field the transmission circuit connectivity map and spatial/geo asset information |  |  |  |  | X | [12 empty] | US
Update circuit records |  | Service | Conceptual | Automation Service | Transmission | Applies changes in circuit asset information to all applicable systems |  |  |  |  | X | [12 empty] | US
Energy Pricing Service |  | Service | Conceptual | Automation Service | Market | Creates prices for individual customers for specific time periods based on condition based market rules |  |  |  |  | X | [12 empty] | US
aggregation support service |  | Service | Conceptual | Automation Service | Market | Provide a support system to allow aggregators to participate in the market on behalf of their customers |  |  |  |  | X | [12 empty] | US
Energy Pricing Service |  | Service | Conceptual | Automation Service | Market | Creates prices for indivdual customers for specific time periods based on condition based market rules |  |  |  |  | X | [12 empty] | US
Contract Management service |  | Service | Conceptual | Automation Service | Market | Provide a support platform to manage the execution of market participant contracts |  |  |  |  | X | [12 empty] | US
Energy Pricing Service |  | Service | Conceptual | Automation Service | Market | Creates prices for indivdual customers for specific time periods based on condition based market rules |  |  |  |  | X | [12 empty] | US
Locational demand history service |  | Service | Conceptual | Automation Service | Market | Provide an information platform that provides access to the demand history for any location on the grid for any time in history |  |  |  |  | X | [12 empty] | US
Forecasting support service |  | Service | Conceptual | Automation Service | Market | Provide support services for forecasting analytics in the market area |  |  |  |  | X | [12 empty] | US
multi-market support service |  | Service | Conceptual | Automation Service | Market | provides the ability to act on cross market opportunities within the physical limits of the system |  |  |  |  | X | [12 empty] | US
bilateral clearing support service |  | Service | Conceptual | Automation Service | Market | Provides financial clearing of bilateral trades between market participants |  |  |  |  | X | [12 empty] | US
Participant registration management system |  | Service | Conceptual | Automation Service | Market | Provides the ability to manage the registered participants for the market |  |  |  |  | X | [12 empty] | US
End customer support service |  | Service | Conceptual | Automation Service | Market | Provide a support system to allow end customers to participate in the wholesale market |  |  |  |  | X | [12 empty] | US
analytics support service |  | Service | Conceptual | Automation Service | Market | Provide a platform of market analytics to support participant review of market rule related conditions |  |  |  |  | X | [12 empty] | US
Market Limiter Service |  | Service | Conceptual | Automation Service | Market | Provide a service which restricts trading when the market trading exceeds market limits rules |  |  |  |  | X | [12 empty] | US
Long term forecasting support service |  | Service | Conceptual | Automation Service | Transmission | Provide support services for long term scenario based forecasting |  |  |  |  | X | [12 empty] | US
delivery capability service |  | Service | Conceptual | Automation Service | Market | Gathers data to determine if the participant has the ability to deliver their physical commitments |  |  |  |  | X | [12 empty] | US
market clearing support service |  | Service | Conceptual | Automation Service | Market | provides a matching service between supply and demand for any product to safely balance the market |  |  |  |  | X | [12 empty] | US
bilateral clearing support service |  | Service | Conceptual | Automation Service | Market | Provides financial clearing of bilateral trades between market participants |  |  |  |  | X | [12 empty] | US
Netting support service |  | Service | Conceptual | Automation Service | Market | Provide a matching support platform to match participant trades to obtain a true net position |  |  |  |  | X | [12 empty] | US
maintenance management |  | Service | Conceptual | Automation Service | Transmission | provides support for assigning maintenance personnel to tasks |  |  |  |  | X | [12 empty] | US
Market maker support service |  | Service | Conceptual | Automation Service | Market | Provide support services to allow a market maker |  |  |  |  | X | [12 empty] | US
planning support |  | Service | Conceptual | Automation Service | Transmission | Provides the ability to simulate future scenarios to keep energy flowing while dealing with possible system outages |  |  |  |  | X | [12 empty] | US
Trading products support service |  | Service | Conceptual | Automation Service | Market | Provides support for the creation of trading products for the market |  |  |  |  | X | [12 empty] | US
Open Market Service |  | Service | Conceptual | Automation Service | Market | Provide the ability to publish market data to the public |  |  |  |  | X | [12 empty] | US
Participant registration management system |  | Service | Conceptual | Automation Service | Market | Provides the ability to manage the registered participants for the market |  |  |  |  | X | [12 empty] | US
settlement support service |  | Service | Conceptual | Automation Service | Market | Provide a platform to use collected data to settle the market for all participants |  |  |  |  | X | [12 empty] | US
Long term forecasting support service |  | Service | Conceptual | Automation Service | Transmission | Provide support services for long term scenario based forecasting |  |  |  |  | X | [12 empty] | US
Rapid Settlement support service |  | Service | Conceptual | Automation Service | Market | Provide a platform to collect all settlement data for rapid settlement |  |  |  |  | X | [12 empty] | US
Dispute management service |  | Service | Conceptual | Automation Service | Market | Provide a record management system for handling the dispute process in the market |  |  |  |  | X | [12 empty] | US
Dispute management service |  | Service | Conceptual | Automation Service | Market | Provide a record management system for handling the dispute process in the market |  |  |  |  | X | [12 empty] | US
market trading history service |  | Service | Conceptual | Automation Service | Market | Provide a historical record of market related trading information |  |  |  |  | X | [12 empty] | US
credit check service |  | Service | Conceptual | Automation Service | Market | Provides a service to automatically update the credit status of any trading entity |  |  |  |  | X | [12 empty] | US
planning support |  | Service | Conceptual | Automation Service | Transmission | Provides the ability to simulate future scenarios to keep energy flowing while dealing with possible system outages |  |  |  |  | X | [12 empty] | US
background investigation service |  | Service | Conceptual | Automation Service | Market | provides a compilation of information from various sources on the background of the entity |  |  |  |  | X | [12 empty] | US
market rules management service |  | Service | Conceptual | Automation Service | Market | Provide a central repository of market rules for use by all actors |  |  |  |  | X | [12 empty] | US
market simulation service |  | Service | Conceptual | Automation Service | Market | Provide a scenario based simulation service |  |  |  |  | X | [12 empty] | US
Condition Indicator Support Service |  | Service | Conceptual | Automation Service | Market | Provide a support system to allow a visual indicator of the grid conditional status |  |  |  |  | X | [12 empty] | US
Market Communications Service |  | Service | Conceptual | Automation Service | Market | Provide a secure channel for communicating market information to all authorized parties |  |  |  |  | X | [12 empty] | US
market history service |  | Service | Conceptual | Automation Service | Market | Provide a historical record of market related information |  |  |  |  | X | [12 empty] | US
restricted market notification service |  | Service | Conceptual | Automation Service | Market | Provide a participant notification system for periods of time when the market is restricted by abnormal conditions |  |  |  |  | X | [12 empty] | US
restricted market notification service |  | Service | Conceptual | Automation Service | Market | Provide a participant notification system for periods of time when the market is restricted by planned conditions |  |  |  |  | X | [12 empty] | US
market auction support service |  | Service | Conceptual | Automation Service | Market | provides an auction service to allow a price based market balance |  |  |  |  | X | [12 empty] | US
Long term forecasting support service |  | Service | Conceptual | Automation Service | Market | Provide support services for long term scenario based forecasting |  |  |  |  | X | [12 empty] | US
forecasting support service |  | Service | Conceptual | Automation Service | Market | Provide support services for short term forecasting |  |  |  |  | X | [12 empty] | US
Forecasting support service |  | Service | Conceptual | Automation Service | Market | Provide support services for forecasting analytics in the market area |  |  |  |  | X | [12 empty] | US
credit check service |  | Service | Conceptual | Automation Service | Market | Provides a service to automatically update the credit status of any trading entity |  |  |  |  | X | [12 empty] | US
Advanced products simulation service |  | Service | Conceptual | Automation Service | Market | Provides the ability to simulate the impact of proposed changes to the market including new technologies to see the impact on the market based on a wide range of scenarios |  |  |  |  | X | [12 empty] | US
Capacity Products Support Service |  | Service | Conceptual | Automation Service | Market | Provides the supporting services to allow the development of market products that encourages adequate energy capacity |  |  |  |  | X | [12 empty] | US
variable generation balancing support service |  | Service | Conceptual | Automation Service | Market | Provides support for creation of market products that support the implementation of variable resources |  |  |  |  | X | [12 empty] | US
Energy Efficiency support service |  | Service | Conceptual | Automation Service | Market | Provides support for the creation of market products that support Energy Efficiency |  |  |  |  | X | [12 empty] | US
Distributed Energy Resources support service |  | Service | Conceptual | Automation Service | Market | Provides support for the creation of market products that support DER |  |  |  |  | X | [12 empty] | US
Energy Pricing Service |  | Service | Conceptual | Automation Service | Market | Creates prices for individual customers for specific time periods based on condition based market rules |  |  |  |  | X | [12 empty] | US
Forecasting support service |  | Service | Conceptual | Automation Service | Market | Provide support services for forecasting analytics in the market area |  |  |  |  | X | [12 empty] | US
Green House Gas support services |  | Service | Conceptual | Automation Service | Market | Provides support for the creation of products that support the management of green house gases |  |  |  |  | X | [12 empty] | US
power flow simulation service |  | Service | Conceptual | Automation Service | Market | Provide a scenario based simulation service for the major market links |  |  |  |  | X | [12 empty] | US
Network model visualization support service |  | Service | Conceptual | Automation Service | Market | Provide support services to allow visualization of the capability of the grid for a specific time frame |  |  |  |  | X | [12 empty] | US
Outage impact |  | Service | Conceptual | Automation Service | Transmission | Determines the circuit components impacted by a planned outage. |  |  |  |  | X | [12 empty] | US
Outage notification |  | Service | Conceptual | Automation Service | Transmission | Provides notification of planned outage to all impacted parties such as customers, operators, emergency services and municipalities. |  |  |  |  | X | [12 empty] | US
equipment monitor |  | Service | Conceptual | Automation Service | Transmission | process that monitors and reports field equipment status/alerts |  |  |  |  | X | [12 empty] | US
Voltage level detector |  | Service | Conceptual | Automation Service | Transmission | This service detects the voltage level at a pre-defined point within a circuit. |  |  |  |  | X | [12 empty] | US
Voltage level collector |  | Service | Conceptual | Automation Service | Transmission | This service stores a collected voltage level at a pre-defined point within a circuit. |  |  |  |  | X | [12 empty] | US
Voltage level deviation |  | Service | Conceptual | Automation Service | Transmission | This service calculates the voltage level deviation from standard at a pre-defined point within a circuit. |  |  |  |  | X | [12 empty] | US
Circuit voltage level adjustment |  | Service | Conceptual | Automation Service | Transmission | This service sends a calculated voltage level adjustment to a device in the circuit. |  |  |  |  | X | [12 empty] | US
State estimation collector |  | Service | Conceptual | Automation Service | Transmission | Collects the state estimation data required for state estimation algorithms. |  |  |  |  | X | [12 empty] | US
detect system state |  | Service | Conceptual | Automation Service | Transmission | Monitor the system operational state conditions |  |  |  |  | X | [12 empty] | US
analyze system state |  | Service | Conceptual | Automation Service | Transmission | analyze operational condition information |  |  |  |  | X | [12 empty] | US
manage system stability |  | Service | Conceptual | Automation Service | Transmission | manage the stability of the system |  |  |  |  | X | [12 empty] | US
maintenance support service |  | Service | Conceptual | Automation Service | Transmission | Provide a platform to execute maintenance to maintain units in operational condition |  |  |  |  | X | [12 empty] | US
equipment load forecaster |  | Service | Conceptual | Automation Service | Transmission | Provides a forecast of equipment loading based on historical data |  |  |  |  | X | [12 empty] | US
Equipment capacity simulator |  | Service | Conceptual | Automation Service | Transmission | utilizes equipment engineering design, Operational Historian and current equipment state to simulate safe operating limits and remaining capacity |  |  |  |  | X | [12 empty] | US
Dynamic System configuration |  | Service | Conceptual | Automation Service | Transmission | Provides control necessary to optimize system utilization and stabilty (ie: power flow/PQ/voltage/frequency), such as generation (including DER), system re-configuration, load-management, Demand/Response programmes, field assets such as reactors, capacitor-banks |  |  |  |  | X | [12 empty] | US
Disaster Communications |  | Service | Conceptual | Automation Service | Transmission | survivable communications for stakeholder information during abnormal conditions |  |  |  |  | X | [12 empty] | US
Fault level detector |  | Service | Conceptual | Automation Service | Transmission | Detects fault conditions on distribution circuits. |  |  |  |  | X | [12 empty] | US
Fault level analyzer |  | Service | Conceptual | Automation Service | Transmission | Performs fault analysis for identification of fault conditions. |  |  |  |  | X | [12 empty] | US
Fault isolation |  | Service | Conceptual | Automation Service | Transmission | Execution of the fault isolation actions. |  |  |  |  | X | [12 empty] | US
Fast Simulation Modelling (FSM) |  | Service | Conceptual | Automation Service | Transmission | Ability to react to conditions based upon situational awareness |  |  |  |  | X | [12 empty] | US
planning support |  | Service | Conceptual | Automation Service | Transmission | Provides the ability to simulate future scenarios to keep energy flowing while dealing with possible system outages |  |  |  |  | X | [12 empty] | US
Distribution Interconnect Estimator |  | Service | Conceptual | Automation Service | Transmission | Near realtime analytics that calculate exchange capacities, taking into account transmission's line loading, congestion, etc |  |  |  |  | X | [12 empty] | US
Operational state detector |  | Service | Conceptual | Automation Service | Transmission | Provides the operational characteristics of field equipment |  |  |  |  | X | [12 empty] | US
Load forecaster |  | Service | Conceptual | Automation Service | Transmission | Provides the short term load forecast for the system. |  |  |  |  | X | [12 empty] | US
Load forecaster |  | Service | Conceptual | Automation Service | Transmission | Provides the short term load forecast for the system. |  |  |  |  | X | [12 empty] | US
Dynamic System configuration |  | Service | Conceptual | Automation Service | Transmission | Provides control necessary to optimize system utilization and stabilty (ie: power flow/PQ/voltage/frequency), such as generation (including DER), system re-configuration, load-management, Demand/Response programmes, field assets such as reactors, capacitor-banks |  |  |  |  | X | [12 empty] | US
Reserve Forecasting |  | Service | Conceptual | Automation Service | Transmission | Analytics necessary to ensure Energy Resource (Generation, storage, &c) reserves are available to match expected contingency margin. Includes locational-based pricing |  |  |  |  | X | [12 empty] | US
DER Support services |  | Service | Conceptual | Automation Service | Transmission | Provide support services for DER facilities |  |  |  |  | X | [12 empty] | US
DER resource availability |  | Service | Conceptual | Automation Service | Transmission | Provides the interaction between DER requirements, asset capability and contracts for scheduling |  |  |  |  | X | [12 empty] | US
equipment monitor |  | Service | Conceptual | Automation Service | Transmission | process that monitors and reports field equipment status/alerts |  |  |  |  | X | [12 empty] | US
System Status |  | Service | Conceptual | Automation Service | Transmission | Provides visiblity to all system-wide assets for sheddable loads that are part of Demand/Response programmes |  |  |  |  | X | [12 empty] | US
Demand/Response Status |  | Service | Conceptual | Automation Service | Transmission | Provides status of Demand/Response resources per programme requirements |  |  |  |  | X | [12 empty] | US
Phase current flow detector |  | Service | Conceptual | Automation Service | Transmission | Provides the individual phase current flow data at the entire circuit or sectional area. |  |  |  |  | X | [12 empty] | US
Current flow imbalance calculator |  | Service | Conceptual | Automation Service | Transmission | Provides calculated phase current imbalance data at the circuit or sectional area. |  |  |  |  | X | [12 empty] | US
Phase imbalance corrector |  | Service | Conceptual | Automation Service | Transmission | Provides a phase current imbalance actuation signal to a device for phase imbalance correction. |  |  |  |  | X | [12 empty] | US
Circuit device specifications |  | Service | Conceptual | Automation Service | Transmission | Provides the necessary circuit device specifications required to perform load flow analysis. |  |  |  |  | X | [12 empty] | US
Load flow modeler |  | Service | Conceptual | Automation Service | Transmission | Provides the calculations necessary to perform load flow analysis. |  |  |  |  | X | [12 empty] | US
Circuit optimizer |  | Service | Conceptual | Automation Service | Transmission | Provides the automated device switching for optimal circuit load flow. |  |  |  |  | X | [12 empty] | US
Dynamic system configuration |  | Service | Conceptual | Automation Service | Transmission | Provides control necessary maintain voltage/system stability (including power flow/PQ/frequency/VAR), such as generation (including DER), system re-configuration, load-management, Demand/Response programmes, field assets such as reactors, capacitor-banks |  |  |  |  | X | [12 empty] | US
Voltage level detector |  | Service | Conceptual | Automation Service | Transmission | This service detects the voltage level at a pre-defined point within a circuit. |  |  |  |  | X | [12 empty] | US
Voltage level collector |  | Service | Conceptual | Automation Service | Transmission | This service stores a collected voltage level at a pre-defined point within a circuit. |  |  |  |  | X | [12 empty] | US
Voltage level deviation |  | Service | Conceptual | Automation Service | Transmission | This service calculates the voltage level deviation from standard at a pre-defined point within a circuit. |  |  |  |  | X | [12 empty] | US
Circuit voltage level adjustment |  | Service | Conceptual | Automation Service | Transmission | This service sends a calculated voltage level adjustment to a device in the circuit. |  |  |  |  | X | [12 empty] | US
Circuit optimizer |  | Service | Conceptual | Automation Service | Transmission | Provides the automated device switching for optimal circuit load flow. |  |  |  |  | X | [12 empty] | US
Device Load Management |  | Service | Conceptual | Automation Service | Transmission | A service that provides load management capabilities to devices |  |  |  |  | X | [12 empty] | US
Adjust transformer operatining settings |  | Service | Conceptual | Automation Service | Transmission | Service that adjusts transformer setting for load |  |  |  |  | X | [12 empty] | US
asset information |  | Service | Conceptual | Automation Service | Transmission | Provides a repository of equipment characteristics including operational conditions |  |  |  |  | X | [12 empty] | US
equipment monitor |  | Service | Conceptual | Automation Service | Transmission | process that monitors and reports field equipment status/alerts |  |  |  |  | X | [12 empty] | US
asset information |  | Service | Conceptual | Automation Service | Transmission | Provides a repository of equipment characteristics including operational conditions |  |  |  |  | X | [12 empty] | US
Fast Simulation Modelling (FSM) |  | Service | Conceptual | Automation Service | Transmission | ability to react to conditions based upon situational awareness |  |  |  |  | X | [12 empty] | US
maintenance management |  | Service | Conceptual | Automation Service | Transmission | provides support for assigning maintenance personnel to tasks |  |  |  |  | X | [12 empty] | US
detect system state |  | Service | Conceptual | Automation Service | Transmission | Monitor the system operational state conditions |  |  |  |  | X | [12 empty] | US
analyze system state |  | Service | Conceptual | Automation Service | Transmission | analyze operational condition information |  |  |  |  | X | [12 empty] | US
Device Load Management |  | Service | Conceptual | Automation Service | Transmission | A service that provides load management capabilities to devices |  |  |  |  | X | [12 empty] | US
Demand/Response Load Shedding execution |  | Service | Conceptual | Automation Service | Transmission | Shed load according load status, to circuit and contact analysis |  |  |  |  | X | [12 empty] | US
Frequency detection |  | Service | Conceptual | Automation Service | Transmission | Monitor frequency across system |  |  |  |  | X | [12 empty] | US
Dynamic System configuration |  | Service | Conceptual | Automation Service | Transmission | Provides control necessary maintain voltage/system stability (including power flow/PQ/frequency/VAR). Assets under control include generation (including DER), system re-configuration, load-management, Demand/Response programmes and field assets such as reactors, circuit-breakers and capacitor-banks |  |  |  |  | X | [12 empty] | US
Frequency detection |  | Service | Conceptual | Automation Service | Transmission | Monitor frequency across system |  |  |  |  | X | [12 empty] | US
Dynamic System configuration |  | Service | Conceptual | Automation Service | Transmission | Provides control necessary maintain voltage/system stability (including power flow/PQ/frequency/VAR). Assets under control include generation (including DER), system re-configuration, load-management, Demand/Response programmes and field assets such as reactors, circuit-breakers and capacitor-banks |  |  |  |  | X | [12 empty] | US
Device Load Management |  | Service | Conceptual | Automation Service | Transmission | A service that provides load management capabilities to devices |  |  |  |  | X | [12 empty] | US
equipment monitor |  | Service | Conceptual | Automation Service | Transmission | process that monitors and reports sheddable equipment status/alerts |  |  |  |  | X | [12 empty] | US
System Status |  | Service | Conceptual | Automation Service | Transmission | Provides visiblity to all system-wide assets for sheddable loads that are part of demand/Response programmes |  |  |  |  | X | [12 empty] | US
Demand/Response Load Shedding execution |  | Service | Conceptual | Automation Service | Transmission | Shed load according load status, to circuit and contact analysis |  |  |  |  | X | [12 empty] | US
Demand/Response Status |  | Service | Conceptual | Automation Service | Transmission | Provides status of Demand/Response resources per programme requirements |  |  |  |  | X | [12 empty] | US
Wide Area Situational Awareness |  | Service | Conceptual | Automation Service | Transmission | WASA's goal is cross-regional awareness (More than synchrophasors) |  |  |  |  | X | [12 empty] | US
Wide Area Protection and Control |  | Service | Conceptual | Automation Service | Transmission | A cross-regional control scheme that provides for automated protection and control across the system |  |  |  |  | X | [12 empty] | US
Circuit optimizer |  | Service | Conceptual | Automation Service | Transmission | Provides the automated device switching for optimal circuit load flow. |  |  |  |  | X | [12 empty] | US
Long term forecasting support service |  | Service | Conceptual | Automation Service | Transmission | Provide support services for long term scenario based forecasting |  |  |  |  | X | [12 empty] | US
Long term forecasting support service |  | Service | Conceptual | Automation Service | Transmission | Provide support services for long term scenario based forecasting |  |  |  |  | X | [12 empty] | US
Swithcing sequencer |  | Service | Conceptual | Automation Service | Transmission | provides action sequencing to adjust loads in the least disruption fashion |  |  |  |  | X | [12 empty] | US
detect system state |  | Service | Conceptual | Automation Service | Transmission | Monitor the system operational state conditions |  |  |  |  | X | [12 empty] | US
analyze system state |  | Service | Conceptual | Automation Service | Transmission | analyze operational condition information |  |  |  |  | X | [12 empty] | US
Equipment life cycle forecaster |  | Service | Conceptual | Automation Service | Transmission | provide the ability to forecast the remaining life of a managed device based on projected operational characteristics |  |  |  |  | X | [12 empty] | US
Dynamic system configuration |  | Service | Conceptual | Automation Service | Transmission | Provides control necessary maintain voltage/system stability (including power flow/PQ/frequency/VAR), such as generation (including DER), system re-configuration, load-management, Demand/Response programmes, field assets such as reactors, capacitor-banks |  |  |  |  | X | [12 empty] | US
System simulator |  | Service | Conceptual | Automation Service | Transmission | Provides simulation based upon system design, recorded history (Operational Historian) and what-if scenarios |  |  |  |  | X | [12 empty] | US
maintenance management |  | Service | Conceptual | Automation Service | Transmission | provides support for assigning maintenance personnel to tasks |  |  |  |  | X | [12 empty] | US
Phase current flow detector |  | Service | Conceptual | Automation Service | Transmission | Provides the individual phase current flow data at the entire distribution circuit or sectional area. |  |  |  |  | X | [12 empty] | US
Phase imbalance corrector |  | Service | Conceptual | Automation Service | Transmission | Provides a phase current imbalance actuation signal to a device for phase imbalance correction. |  |  |  |  | X | [12 empty] | US
Voltage, Var, and Watt Optimization (VVWO) |  | Service | Conceptual | Automation Service | Transmission | process that controls reactive DER and other dynamic reactive power. This service also controls Demand/Response. |  |  |  |  | X | [12 empty] | US
Reactive power modifier |  | Service | Conceptual | Automation Service | Transmission | This service sends a calculated reactive power correction to a device at a selected point of a distribution circuit. |  |  |  |  | X | [12 empty] | US
Reactive power detector |  | Service | Conceptual | Automation Service | Transmission | This service detects the reactive power flowing through a pre-defined section of a circuit. |  |  |  |  | X | [12 empty] | US
DER resource availability |  | Service | Conceptual | Automation Service | Transmission | Provides the interaction between energy storage requirements, asset capability and contracts for scheduling |  |  |  |  | X | [12 empty] | US
DER Support services |  | Service | Conceptual | Automation Service | Transmission | Provide support services for energy storage facilities |  |  |  |  | X | [12 empty] | US
Dynamic System configuration |  | Service | Conceptual | Automation Service | Transmission | Provides control necessary to optimize system utilization and stabilty (ie: power flow/PQ/voltage/frequency), such as generation (including DER), system re-configuration, load-management, Demand/Response programmes, field assets such as reactors, capacitor-banks |  |  |  |  | X | [12 empty] | US
Circuit optimizer |  | Service | Conceptual | Automation Service | Transmission | Provides the automated device switching for optimal circuit load flow. |  |  |  |  | X | [12 empty] | US
Load flow modeler |  | Service | Conceptual | Automation Service | Transmission | Provides the calculations necessary to perform load flow analysis. |  |  |  |  | X | [12 empty] | US
Dynamic System configuration |  | Service | Conceptual | Automation Service | Transmission | Provides control necessary to optimize system utilization and stabilty (ie: power flow/PQ/voltage/frequency), such as generation (including DER), system re-configuration, load-management, Demand/Response programmes, field assets such as reactors, capacitor-banks |  |  |  |  | X | [12 empty] | US
system balance service |  | Service | Conceptual | Automation Service | Transmission | Detects changes in the load on the system and adjusts the operational schedule of the unit to stay within the regulatory tolerances |  |  |  |  | X | [12 empty] | US
Long term forecasting support service |  | Service | Conceptual | Automation Service | Transmission | Provide support services for long term scenario based forecasting |  |  |  |  | X | [12 empty] | US
asset security monitoring |  | Service | Conceptual | Automation Service | Transmission | Monitors for breaches in the physical environment of the grid |  |  |  |  | X | [12 empty] | US
asset security management |  | Service | Conceptual | Automation Service | Transmission | Provides management of physical asset envelope based on the ranking of the asset |  |  |  |  | X | [12 empty] | US
Equipment capacity simulator |  | Service | Conceptual | Automation Service | Transmission | utilizes equipment engineering design, Operational Historian and current equipment state to simulate safe operating limits and remaining capacity |  |  |  |  | X | [12 empty] | US
Phase current flow detector |  | Service | Conceptual | Automation Service | Transmission | Provides the individual phase current flow data of the entire distribution circuit or sectional area. |  |  |  |  | X | [12 empty] | US
Current flow imbalance calculator |  | Service | Conceptual | Automation Service | Transmission | Provides calculated phase current imbalance data at the distribution circuit or sectional area. |  |  |  |  | X | [12 empty] | US
Phase imbalance corrector |  | Service | Conceptual | Automation Service | Transmission | Provides a phase current imbalance actuation signal to a device for phase imbalance correction. |  |  |  |  | X | [12 empty] | US
Audit Management |  | Service | Conceptual | Automation Service | Cross-cutting | A service that controls all operational aspects of Auditing |  |  |  |  | X | [12 empty] | US
Reporting Service |  | Service | Conceptual | Automation Service | Cross-cutting | An internal service that reports status based on configurations |  |  |  |  | X | [12 empty] | US
Authentication |  | Service | Conceptual | Automation Service | Cross-cutting | A service that validates the authenticity of an entity |  |  |  |  | X | [12 empty] | US
Authorization |  | Service | Conceptual | Automation Service | Cross-cutting | A service that determines whether an entity is allow to perform a particular activity |  |  |  |  | X | [12 empty] | US
Accounting |  | Service | Conceptual | Automation Service | Cross-cutting | A service that tracks the activity of a particular entity. |  |  |  |  | X | [12 empty] | US
Policy Management |  | Service | Conceptual | Automation Service | Cross-cutting | Creates policies for the domain |  |  |  |  | X | [12 empty] | US
Association Management |  | Service | Conceptual | Automation Service | Cross-cutting | A service threat controls the hierarchy of associations |  |  |  |  | X | [12 empty] | US
Service Managey |  | Service | Conceptual | Automation Service | Cross-cutting | A service the finds other services |  |  |  |  | X | [12 empty] | US
Segmentation Management |  | Service | Conceptual | Automation Service | Cross-cutting | A services that sets intra-domain particitioning rules |  |  |  |  | X | [12 empty] | US
Configuraiton Management |  | Service | Conceptual | Automation Service | Cross-cutting | A service that manages configurable elements of an entity |  |  |  |  | X | [12 empty] | US
Policy Management |  | Service | Conceptual | Automation Service | Cross-cutting | Creates policies for the domain |  |  |  |  | X | [12 empty] | US
Data Dissementation |  | Service | Conceptual | Automation Service | Cross-cutting | A service that distributes data to entities within the domain |  |  |  |  | X | [12 empty] | US
Calibration |  | Service | Conceptual | Automation Service | Cross-cutting | A service that calibrates the performance of an entity |  |  |  |  | X | [12 empty] | US
Key Management |  | Service | Conceptual | Automation Service | Cross-cutting | A service which sets the security parameters associated with key materials |  |  |  |  | X | [12 empty] | US
Accounting |  | Service | Conceptual | Automation Service | Cross-cutting | A service that tracks the activity of a particular entity. |  |  |  |  | X | [12 empty] | US
Data Integrity |  | Service | Conceptual | Automation Service | Cross-cutting | A service which prevents the unauthorized modification of data |  |  |  |  | X | [12 empty] | US
Communication Service |  | Service | Conceptual | Automation Service | Cross-cutting | A service that transport data |  |  |  |  | X | [12 empty] | US
Communication Management |  | Service | Conceptual | Automation Service | Cross-cutting | A service that manages configuration associated with the transportation of data |  |  |  |  | X | [12 empty] | US
Authentication |  | Service | Conceptual | Automation Service | Cross-cutting | A service that validates the authenticity of an entity |  |  |  |  | X | [12 empty] | US
Policy Management |  | Service | Conceptual | Automation Service | Cross-cutting | Distributes policies to entities |  |  |  |  | X | [12 empty] | US
Attestation Service |  | Service | Conceptual | Automation Service | Cross-cutting | A service that provides assurance claims |  |  |  |  | X | [12 empty] | US
Restoration Service |  | Service | Conceptual | Automation Service | Cross-cutting | A service that returns an entity to a previous state |  |  |  |  | X | [12 empty] | US
Data Dissementation |  | Service | Conceptual | Automation Service | Cross-cutting | A service that distributes data to entitities within the domain |  |  |  |  | X | [12 empty] | US
Configuration Management |  | Service | Conceptual | Automation Service | Cross-cutting | A service that manages configurable elements of an entity |  |  |  |  | X | [12 empty] | US
Configuraiton Management |  | Service | Conceptual | Automation Service | Cross-cutting | A service that manages configurable elements of an entitity |  |  |  |  | X | [12 empty] | US
Attestation Service |  | Service | Conceptual | Automation Service | Cross-cutting | A service that provides assurance claims |  |  |  |  | X | [12 empty] | US
Trust Management |  | Service | Conceptual | Automation Service | Cross-cutting | Service that manages the domains hierarchy of control |  |  |  |  | X | [12 empty] | US
Security Enforcement |  | Service | Conceptual | Automation Service | Cross-cutting | A service that enforces the security polices of the domain |  |  |  |  | X | [12 empty] | US
Communication Management |  | Service | Conceptual | Automation Service | Cross-cutting | A service that manages configuration associated with the transportation of data |  |  |  |  | X | [12 empty] | US
Communication Management |  | Service | Conceptual | Automation Service | Cross-cutting | A service that manages configuration associated with the transportation of data |  |  |  |  | X | [12 empty] | US
Communication Management |  | Service | Conceptual | Automation Service | Cross-cutting | A service that manages configuration associated with the transportation of data |  |  |  |  | X | [12 empty] | US
Availability Service |  | Service | Conceptual | Automation Service | Cross-cutting | A service which maintains entity availability |  |  |  |  | X | [12 empty] | US
Availability Service |  | Service | Conceptual | Automation Service | Cross-cutting | A service which maintains entity availability |  |  |  |  | X | [12 empty] | US
Time Service |  | Service | Conceptual | Automation Service | Cross-cutting | A service which provides time to the domain |  |  |  |  | X | [12 empty] | US
Diagnostics |  | Service | Conceptual | Automation Service | Cross-cutting | A service that diagnosis entities |  |  |  |  | X | [12 empty] | US
Accounting |  | Service | Conceptual | Automation Service | Cross-cutting | A service that tracks the activity of a particular entity. |  |  |  |  | X | [12 empty] | US
Communication Management |  | Service | Conceptual | Automation Service | Cross-cutting | A service that manages configuration associated with the transportation of data |  |  |  |  | X | [12 empty] | US
Performance status detector |  | Service | Conceptual | Automation Service | Customer | A service that obtains Performance metrics |  |  |  |  | X | [12 empty] | US
Performance status analyzer |  | Service | Conceptual | Automation Service | Customer | A service that analyzes Performance metrics |  |  |  |  | X | [12 empty] | US
Performance corrector |  | Service | Conceptual | Automation Service | Customer | A service that acts upon performance violations |  |  |  |  | X | [12 empty] | US
Authentication |  | Service | Conceptual | Automation Service | Customer | A service that validates the authenticity of an entity |  |  |  |  | X | [12 empty] | US
Authorization |  | Service | Conceptual | Automation Service | Customer | A service that determines whether an entity is allow to perform a particular activity |  |  |  |  | X | [12 empty] | US
Accounting |  | Service | Conceptual | Automation Service | Customer | A service that tracks the activity of a particular entity. |  |  |  |  | X | [12 empty] | US
Energy Measurement |  | Service | Conceptual | Automation Service | Customer | Metrology service |  |  |  |  | X | [12 empty] | US
Registration |  | Service | Conceptual | Automation Service | Customer | Association of entities with other services |  |  |  |  | X | [12 empty] | US
Auditing |  | Service | Conceptual | Automation Service | Customer | A service that tracks the configuration of entitiies |  |  |  |  | X | [12 empty] | US
Assessment |  | Service | Conceptual | Automation Service | Customer | A service that assesses configuration viability |  |  |  |  | X | [12 empty] | US
Deployment |  | Service | Conceptual | Automation Service | Customer | A service that deploys configuration to entities |  |  |  |  | X | [12 empty] | US
Service Managey |  | Service | Conceptual | Automation Service | Customer | A service the finds other services |  |  |  |  | X | [12 empty] | US
State Management |  | Service | Conceptual | Automation Service | Customer | A service that places an enitity into a specific state (maintance) |  |  |  |  | X | [12 empty] | US
Implicit Control Response |  | Service | Conceptual | Automation Service | Customer | A service that responds to energy data |  |  |  |  | X | [12 empty] | US
Explicit Control Response |  | Service | Conceptual | Automation Service | Customer | A service that responds to external control |  |  |  |  | X | [12 empty] | US
Energy Management |  | Service | Conceptual | Automation Service | Customer | A service that provides energy management capabilities to devices |  |  |  |  | X | [12 empty] | US
Authentication |  | Service | Conceptual | Automation Service | Customer | A service that validates the authenticity of an entity |  |  |  |  | X | [12 empty] | US
Authorization |  | Service | Conceptual | Automation Service | Customer | A service that determines whether an entity is allow to perform a particular activity |  |  |  |  | X | [12 empty] | US
Accounting |  | Service | Conceptual | Automation Service | Customer | A service that tracks the activity of a particular entity. |  |  |  |  | X | [12 empty] | US
Load Detecting |  | Service | Conceptual | Automation Service | Customer | A service that obtains Load information |  |  |  |  | X | [12 empty] | US
Load Analysis |  | Service | Conceptual | Automation Service | Customer | A service that analyzes load information |  |  |  |  | X | [12 empty] | US
Energy Monitoring |  | Service | Conceptual | Automation Service | Customer | A service that monitors Energy Characteristics. |  |  |  |  | X | [12 empty] | US
Price Delivery |  | Service | Conceptual | Automation Service | Customer | A service that deliveres pricing information. |  |  |  |  | X | [12 empty] | US
Assessment |  | Service | Conceptual | Automation Service | Customer | A service that assesses configuration viability |  |  |  |  | X | [12 empty] | US
Energy Outage Detection |  | Service | Conceptual | Automation Service | Customer | A service that collects information about energy outages. |  |  |  |  | X | [12 empty] | US
Energy Supply Configuration |  | Service | Conceptual | Automation Service | Customer | A service that changes Energy Supply Configuration. |  |  |  |  | X | [12 empty] | US
Power quality Control |  | Service | Conceptual | Automation Service | Customer | A service that directly operates devices for effecting power characteristics |  |  |  |  | X | [12 empty] | US
Nomadic Load Management |  | Service | Conceptual | Automation Service | Customer | A service that manages mobile devices in the Smart Grid that have significant load. |  |  |  |  | X | [12 empty] | US
Nomadic Load Detector |  | Service | Conceptual | Automation Service | Customer | A service that detects when significant load has entered the grid |  |  |  |  | X | [12 empty] | US
Nomadic Load Analysis |  | Service | Conceptual | Automation Service | Customer | A service that analyzes significant Nomidic Load |  |  |  |  | X | [12 empty] | US
Energy Management |  | Service | Conceptual | Automation Service | Customer | A service that provides energy management capabilities to devices |  |  |  |  | X | [12 empty] | US
Energy Management |  | Service | Conceptual | Automation Service | Customer | A service that provides energy management capabilities to devices |  |  |  |  | X | [12 empty] | US
Energy Data Storage |  | Service | Conceptual | Automation Service | Customer | A service that stores energy related data |  |  |  |  | X | [12 empty] | US
Auditing |  | Service | Conceptual | Automation Service | Customer | A service that tracks the configuration of entitiies |  |  |  |  | X | [12 empty] | US
Assessment |  | Service | Conceptual | Automation Service | Customer | A service that assesses configuration viability |  |  |  |  | X | [12 empty] | US
Deployment |  | Service | Conceptual | Automation Service | Customer | A service that deploys configuration to entities |  |  |  |  | X | [12 empty] | US
Messaging |  | Service | Conceptual | Automation Service | Customer | A service that used to display information from the system to an entity |  |  |  |  | X | [12 empty] | US
Cancelation |  | Service | Conceptual | Automation Service | Customer | A service that supports canceling automated actions. |  |  |  |  | X | [12 empty] | US
Authentication |  | Service | Conceptual | Automation Service | Customer | A service that validates the authenticity of an entity |  |  |  |  | X | [12 empty] | US
Authorization |  | Service | Conceptual | Automation Service | Customer | A service that determines whether an entity is allowed to perform a particular activity |  |  |  |  | X | [12 empty] | US
Accounting |  | Service | Conceptual | Automation Service | Customer | A service that tracks the activity of a particular entity. |  |  |  |  | X | [12 empty] | US
Environmental Monitroing |  | Service | Conceptual | Automation Service | Customer | A service that obtains environmental monitoring data from a variety of sources |  |  |  |  | X | [12 empty] | US
Performance status detector |  | Service | Conceptual | Automation Service | Customer | A service that obtains Performance metrics |  |  |  |  | X | [12 empty] | US
Performance status analyzer |  | Service | Conceptual | Automation Service | Customer | A service that analyzes Performance metrics |  |  |  |  | X | [12 empty] | US
Performance corrector |  | Service | Conceptual | Automation Service | Customer | A service that acts upon performance violations |  |  |  |  | X | [12 empty] | US
Group Management |  | Service | Conceptual | Automation Service | Customer | A service that manages entity groupings |  |  |  |  | X | [12 empty] | US
Power quality Control |  | Service | Conceptual | Automation Service | Customer | A service that directly operates devices for effecting power characteristics |  |  |  |  | X | [12 empty] | US
Energy Monitoring |  | Service | Conceptual | Automation Service | Customer | A service that monitors Energy Characteristics. |  |  |  |  | X | [12 empty] | US
Energy Restoration |  | Service | Conceptual | Automation Service | Customer | A service that restores operation of the grid safely after a major energy outage. |  |  |  |  | X | [12 empty] | US
Energy Monitoring |  | Service | Conceptual | Automation Service | Customer | A service that monitors Energy Characteristics. |  |  |  |  | X | [12 empty] | US
Environmental Monitroing |  | Service | Conceptual | Automation Service | Customer | A service that obtains environmental monitoring data from a variety of sources |  |  |  |  | X | [12 empty] | US
Internal Monitoring |  | Service | Conceptual | Automation Service | Customer | Entity health monitoring |  |  |  |  | X | [12 empty] | US
Price Delivery |  | Service | Conceptual | Automation Service | Customer | A service that delivers pricing information. |  |  |  |  | X | [12 empty] | US
Circuit update detector |  | Service | Conceptual | Automation Service | Distribution | This service detects an update in the field to a distribution circuit for the purpose of updating the system model |  |  |  |  | X | [12 empty] | US
Circuit update collector |  | Service | Conceptual | Automation Service | Distribution | This service collects and stores the circuit update information for an update in the field to a distribution circuit. |  |  |  |  | X | [12 empty] | US
Update circuit records |  | Service | Conceptual | Automation Service | Distribution | This service changes all applicable systems to reflect an update in the field to a distribution circuit. |  |  |  |  | X | [12 empty] | US
Intelligent alarm detector |  | Service | Conceptual | Automation Service | Distribution | This service manages event alarms within the distribution system |  |  |  |  | X | [12 empty] | US
Intelligent alarm prioritization |  | Service | Conceptual | Automation Service | Distribution | This service prioritizes alarms within the distribution system for actions or mitigation. Prioritization will be updated as alarm actions are taken. |  |  |  |  | X | [12 empty] | US
Intelligent alarm retention |  | Service | Conceptual | Automation Service | Distribution | This service stores alarms occurring within the distribution system for future reference, audit and investigations. |  |  |  |  | X | [12 empty] | US
Reactive power detector |  | Service | Conceptual | Automation Service | Distribution | This service detects the reactive power flowing through a pre-defined section of a circuit. |  |  |  |  | X | [12 empty] | US
Voltage level detector |  | Service | Conceptual | Automation Service | Distribution | This service detects the voltage level at a pre-defined point within a circuit. |  |  |  |  | X | [12 empty] | US
Reactive power modifier |  | Service | Conceptual | Automation Service | Distribution | This service sends a calculated reactive power correction to a device at a selected point of a distribution circuit. |  |  |  |  | X | [12 empty] | US
Voltage level detector |  | Service | Conceptual | Automation Service | Distribution | This service detects the voltage level at a pre-defined point within a circuit. |  |  |  |  | X | [12 empty] | US
Voltage level collector |  | Service | Conceptual | Automation Service | Distribution | This service stores a collected voltage level at a pre-defined point within a distribution circuit. |  |  |  |  | X | [12 empty] | US
Voltage level deviation |  | Service | Conceptual | Automation Service | Distribution | This service calculates the voltage level deviation from standard at a pre-defined point within a distribution circuit. |  |  |  |  | X | [12 empty] | US
Circuit voltage level adjustment |  | Service | Conceptual | Automation Service | Distribution | This service sends a calculated voltage level adjustment to a device in the distribution circuit. |  |  |  |  | X | [12 empty] | US
Reactive power detector |  | Service | Conceptual | Automation Service | Distribution | This service continuously monitors the reactive power within the distribution system. |  |  |  |  | X | [12 empty] | US
Reactive power manager |  | Service | Conceptual | Automation Service | Distribution | This service continuously adjusts the reactive power within the distribution system. |  |  |  |  | X | [12 empty] | US
Identify geographic area for field work order |  | Service | Conceptual | Automation Service | Distribution | This service identifies the field work order geographic information for distribution to the appropriate field resource. |  |  |  |  | X | [12 empty] | US
Distribute field work order |  | Service | Conceptual | Automation Service | Distribution | This service distributes the field work order to the optimal field resources based on location, cost, equipment needs and personnel qualifications |  |  |  |  | X | [12 empty] | US
Provide online training resources |  | Service | Conceptual | Automation Service | Distribution | This service enables the facilitation of web-based or computer application based training service for distribution operations personnel. |  |  |  |  | X | [12 empty] | US
Provide qualified resources for distribution operations |  | Service | Conceptual | Automation Service | Distribution | This service collects and presents qualifications of personnel trained to work on specific distribution equipment |  |  |  |  | X | [12 empty] | US
Power Quality sensor |  | Service | Conceptual | Automation Service | Distribution | This service provides the power quality sensor data at the desired distribution circuit component area. |  |  |  |  | X | [12 empty] | US
Power Quality collector |  | Service | Conceptual | Automation Service | Distribution | This service retains the power quality sensor data for a distribution circuit component area. |  |  |  |  | X | [12 empty] | US
Service restoration authorization |  | Service | Conceptual | Automation Service | Distribution | This service provides the authorization signals from sensor or system algorithms to enable restoration of circuit areas. |  |  |  |  | X | [12 empty] | US
Service restoration signaling |  | Service | Conceptual | Automation Service | Distribution | This service provides the control signals for restoration of circuit areas by actuating line devices. |  |  |  |  | X | [12 empty] | US
Power Quality detector |  | Service | Conceptual | Automation Service | Distribution | This service provides the power quality detection data at the desired distribution circuit component area. |  |  |  |  | X | [12 empty] | US
Power Quality analysis |  | Service | Conceptual | Automation Service | Distribution | Provides corrective action based on a system analysis of the power quality anomalies. |  |  |  |  | X | [12 empty] | US
Power Quality corrective action |  | Service | Conceptual | Automation Service | Distribution | This service provides the activation signals to devices for execution of the power quality corrective action. |  |  |  |  | X | [12 empty] | US
Audit data collector |  | Service | Conceptual | Automation Service | Distribution | This service provides the retreival, retention and presentment of historical system audit data for audit reporting. Data is time stamped, archived and deleted per audit criteria. |  |  |  |  | X | [12 empty] | US
Power Quality Sensor |  | Service | Conceptual | Automation Service | Distribution | This service provides the power quality sensor data from within customer sites throughout the distribution system. |  |  |  |  | X | [12 empty] | US
Power Quality collector |  | Service | Conceptual | Automation Service | Distribution | This service retains the power quality sensor data from within customer sites throughout the distribution system. |  |  |  |  | X | [12 empty] | US
Natural disaster sensors |  | Service | Conceptual | Automation Service | Distribution | This service provides information associated with natural events that have a high potential for significant disruption of the distribution system. Natural events could be attributed to events such as high wind, lightning, ice, flooding, earthquake or magnetic disturbance. |  |  |  |  | X | [12 empty] | US
Storm condition triage |  | Service | Conceptual | Automation Service | Distribution | This service executes the initial phase of a storm plan to ensure processes are optimized for efficient storm operations. |  |  |  |  | X | [12 empty] | US
Circuit device specifications |  | Service | Conceptual | Automation Service | Distribution | Provides the necessary circuit device specifications required to perform load flow analysis. |  |  |  |  | X | [12 empty] | US
Load flow modeler |  | Service | Conceptual | Automation Service | Distribution | Provides the calculations necessary to perform load flow analysis. |  |  |  |  | X | [12 empty] | US
Load forecast detector |  | Service | Conceptual | Automation Service | Distribution | Provides the inputs necessary to perform a distribution load forecast including weather, economics and scaling algorithms. |  |  |  |  | X | [12 empty] | US
Load forecaster |  | Service | Conceptual | Automation Service | Distribution | Provides the short term load forecast for the system. |  |  |  |  | X | [12 empty] | US
Distribution network simulation |  | Service | Conceptual | Automation Service | Distribution | Provides a simulation environment to conduct multi-scenario contingency analysis |  |  |  |  | X | [12 empty] | US
Contingency ranking |  | Service | Conceptual | Automation Service | Distribution | Ranks system contingency options based on desired parameters for system operators. |  |  |  |  | X | [12 empty] | US
Fault level detector |  | Service | Conceptual | Automation Service | Distribution | Detects fault conditions on distribution circuits. |  |  |  |  | X | [12 empty] | US
Fault level analyzer |  | Service | Conceptual | Automation Service | Distribution | Performs fault analysis for identification of fault conditions. |  |  |  |  | X | [12 empty] | US
Load transfer |  | Service | Conceptual | Automation Service | Distribution | Performs automated load transfer actions of sectional areas across the distribution system. |  |  |  |  | X | [12 empty] | US
Distribution control |  | Service | Conceptual | Automation Service | Distribution | Provides automated mechanism to coordinate control of distribution network connected elements based on load requirements |  |  |  |  | X | [12 empty] | US
State estimation collector |  | Service | Conceptual | Automation Service | Distribution | Collects the state estimation data required for state estimation algorithms. |  |  |  |  | X | [12 empty] | US
System state estimation |  | Service | Conceptual | Automation Service | Distribution | Execution of the state estimation algorithms. |  |  |  |  | X | [12 empty] | US
State estimation collector |  | Service | Conceptual | Automation Service | Distribution | Collects the state estimation data required to execute state estimation algorithms. |  |  |  |  | X | [12 empty] | US
Outage impact |  | Service | Conceptual | Automation Service | Distribution | Determines the circuit components impacted by a planned outage. |  |  |  |  | X | [12 empty] | US
Outage notification |  | Service | Conceptual | Automation Service | Distribution | Provides notification of planned outage to all impacted parties such as customers, operators, emergency services and municipalities. |  |  |  |  | X | [12 empty] | US
Circuit device configuration |  | Service | Conceptual | Automation Service | Distribution | Specifys the necessary circuit device configuration required to perform load flow analysis. |  |  |  |  | X | [12 empty] | US
Load flow modeler |  | Service | Conceptual | Automation Service | Distribution | Provides the calculations necessary to perform load flow analysis. |  |  |  |  | X | [12 empty] | US
Scenario planner |  | Service | Conceptual | Automation Service | Distribution | Provides visualization of circuit configuration scenarios for optimal load serving capability. |  |  |  |  | X | [12 empty] | US
Configuration auditing |  | Service | Conceptual | Automation Service | Distribution | A service that tracks the configuration of entities in the Smart Grid. |  |  |  |  | X | [12 empty] | US
Corrective action |  | Service | Conceptual | Automation Service | Distribution | Action taken by field crew investigations to resolve distribution system failures. |  |  |  |  | X | [12 empty] | US
Transformer specifications |  | Service | Conceptual | Automation Service | Distribution | Provides transformer specifications required for predicting transformer life. |  |  |  |  | X | [12 empty] | US
Transformer modeling |  | Service | Conceptual | Automation Service | Distribution | Ongoing assessment of transformer remaining life by utilizing loading over time. |  |  |  |  | X | [12 empty] | US
Fault level detector |  | Service | Conceptual | Automation Service | Distribution | Detects fault conditions on distribution circuits. |  |  |  |  | X | [12 empty] | US
Fault level analyzer |  | Service | Conceptual | Automation Service | Distribution | Performs fault analysis for identification of fault conditions. |  |  |  |  | X | [12 empty] | US
Fault level detector |  | Service | Conceptual | Automation Service | Distribution | Detects fault conditions on distribution circuits. |  |  |  |  | X | [12 empty] | US
Fault level analyzer |  | Service | Conceptual | Automation Service | Distribution | Performs fault analysis for identification of fault conditions. |  |  |  |  | X | [12 empty] | US
Fault isolation |  | Service | Conceptual | Automation Service | Distribution | Execution of the fault isolation actions. |  |  |  |  | X | [12 empty] | US
System operation |  | Service | Conceptual | Automation Service | Distribution | Execution of system protection functions within the distribution grid. |  |  |  |  | X | [12 empty] | US
System protection results |  | Service | Conceptual | Automation Service | Distribution | Provide results of analysis after a system protection event has occurred. |  |  |  |  | X | [12 empty] | US
Circuit device specifications |  | Service | Conceptual | Automation Service | Distribution | Provides the necessary circuit device specifications required to perform load flow analysis. |  |  |  |  | X | [12 empty] | US
Load flow modeler |  | Service | Conceptual | Automation Service | Distribution | Provides the calculations necessary to perform load flow analysis. |  |  |  |  | X | [12 empty] | US
Scenario planner |  | Service | Conceptual | Automation Service | Distribution | Provides visualization of circuit configuration scenarios for optimal load serving capability. |  |  |  |  | X | [12 empty] | US
Event detector |  | Service | Conceptual | Automation Service | Distribution | Provides a view of the distribution grid operational state within the appropriate timeframe. |  |  |  |  | X | [12 empty] | US
Event analyzer |  | Service | Conceptual | Automation Service | Distribution | Provides a root cause analysis of events within the distribution grid within the appropriate timeframe |  |  |  |  | X | [12 empty] | US
Event resolution |  | Service | Conceptual | Automation Service | Distribution | Execution of the root cause analysis results from events within the distribution grid within the appropriate timeframe |  |  |  |  | X | [12 empty] | US
Event detector |  | Service | Conceptual | Automation Service | Distribution | Provides a near real-time view of the distribution grid operational state conditions. |  |  |  |  | X | [12 empty] | US
Event analyzer |  | Service | Conceptual | Automation Service | Distribution | Provides a near real-time root cause analysis of events within the distribution grid. |  |  |  |  | X | [12 empty] | US
Event resolution |  | Service | Conceptual | Automation Service | Distribution | Execution of the near real-time root cause analysis results from events within the distribution grid. |  |  |  |  | X | [12 empty] | US
Asset inventory |  | Service | Conceptual | Automation Service | Distribution | Maintaining current inventory of distribution system assets. |  |  |  |  | X | [12 empty] | US
DER detector |  | Service | Conceptual | Automation Service | Distribution | Provides a near real-time view of the available DER on the distribution grid. |  |  |  |  | X | [12 empty] | US
DER operation |  | Service | Conceptual | Automation Service | Distribution | Provides near real-time control signals to DER devices on the distribution grid. |  |  |  |  | X | [12 empty] | US
Device management |  | Service | Conceptual | Automation Service | Distribution | Provides device operating characteristics required for predicting operational life. |  |  |  |  | X | [12 empty] | US
Device modeling |  | Service | Conceptual | Automation Service | Distribution | Ongoing assessment of device remaining life by utilizing loading over time. |  |  |  |  | X | [12 empty] | US
Phase current flow detector |  | Service | Conceptual | Automation Service | Distribution | Provides the individual phase current flow data at the entire circuit or sectional area. |  |  |  |  | X | [12 empty] | US
Current flow imbalance calculator |  | Service | Conceptual | Automation Service | Distribution | Provides calculated phase current imbalance data at the circuit or sectional area. |  |  |  |  | X | [12 empty] | US
Phase imbalance corrector |  | Service | Conceptual | Automation Service | Distribution | Provides a phase current imbalance actuation signal to a device for phase imbalance correction. |  |  |  |  | X | [12 empty] | US
Load forecast analyzer |  | Service | Conceptual | Automation Service | Distribution | Analyzes load forecasts to determine the future distribution model necessary to support the projected load |  |  |  |  | X | [12 empty] | US
Load forecaster |  | Service | Conceptual | Automation Service | Distribution | Provides the short term load forecast for the distribution system. |  |  |  |  | X | [12 empty] | US
Scenario planner |  | Service | Conceptual | Automation Service | Distribution | Provides visualization of circuit configuration scenarios for optimal load serving capability. |  |  |  |  | X | [12 empty] | US
Fault level detector |  | Service | Conceptual | Automation Service | Distribution | Detects fault conditions on distribution circuits. |  |  |  |  | X | [12 empty] | US
Fault level analyzer |  | Service | Conceptual | Automation Service | Distribution | Performs fault analysis for identification of fault conditions. |  |  |  |  | X | [12 empty] | US
System loss analysis |  | Service | Conceptual | Automation Service | Distribution | Perform the calculated system loss analysis across the distribution system. |  |  |  |  | X | [12 empty] | US
System loss adjustment |  | Service | Conceptual | Automation Service | Distribution | Executes the necessary system actions to minimize system energy losses. (one action could be system voltage control) |  |  |  |  | X | [12 empty] | US
System loss analysis |  | Service | Conceptual | Automation Service | Distribution | Perform the calculated system loss analysis across the distribution system. |  |  |  |  | X | [12 empty] | US
System loss adjustment |  | Service | Conceptual | Automation Service | Distribution | Executes the necessary system actions to minimize system energy losses. (one action could be system voltage control) |  |  |  |  | X | [12 empty] | US
Circuit device specifications |  | Service | Conceptual | Automation Service | Distribution | Provides the necessary circuit device specifications required to perform load flow analysis. |  |  |  |  | X | [12 empty] | US
Load flow modeler |  | Service | Conceptual | Automation Service | Distribution | Provides the calculations necessary to perform load flow analysis. |  |  |  |  | X | [12 empty] | US
Circuit optimizer |  | Service | Conceptual | Automation Service | Distribution | Provides the automated device switching for optimal circuit load flow. |  |  |  |  | X | [12 empty] | US
Operational state detector |  | Service | Conceptual | Automation Service | Distribution | Provides the operational characteristics of field equipment |  |  |  |  | X | [12 empty] | US
Maintenance forecast |  | Service | Conceptual | Automation Service | Distribution | Provides an estimate of the distribution field equipment maintenance requirements based on operational equipment characteristics. |  |  |  |  | X | [12 empty] | US
Event detector |  | Service | Conceptual | Automation Service | Distribution | Provides a view of the distribution grid operational state within acceptable operational timeframes |  |  |  |  | X | [12 empty] | US
Event analyzer |  | Service | Conceptual | Automation Service | Distribution | Provides a root cause analysis of events within the distribution grid within acceptable timeframes |  |  |  |  | X | [12 empty] | US
Event resolution |  | Service | Conceptual | Automation Service | Distribution | Execution of the root cause analysis results from events within the distribution grid within acceptable timeframes |  |  |  |  | X | [12 empty] | US
Scenario planner |  | Service | Conceptual | Automation Service | Distribution | Provides visualization of circuit configuration scenarios for optimal load serving capability. |  |  |  |  | X | [12 empty] | US
Circuit configuration |  | Service | Conceptual | Automation Service | Distribution | Provides the current distribution system configuration. |  |  |  |  | X | [12 empty] | US
Contract Management service |  | Service | Conceptual | Automation Service | Bulk Generation | Provide a support platform to manage the execution of market participant contracts |  |  |  |  | X | [12 empty] | US
contingency operations support service |  | Service | Conceptual | Automation Service | Bulk Generation | Provide a platform to implement contingency scenarios when conditions require them |  |  |  |  | X | [12 empty] | US
survivable communication management |  | Service | Conceptual | Automation Service | Bulk Generation | Provide a platform to manage survivable communications between energy sources |  |  |  |  | X | [12 empty] | US
Stakeholder data communications support |  | Service | Conceptual | Automation Service | Bulk Generation | Provide authorized actors with timely information |  |  |  |  | X | [12 empty] | US
business case analysis service |  | Service | Conceptual | Automation Service | Bulk Generation | Provide a service to analyze business case results from creation to completion |  |  |  |  | X | [12 empty] | US
islanding support service |  | Service | Conceptual | Automation Service | Bulk Generation | Provide a platform for the management of isolation of energy sources from the rest of the grid |  |  |  |  | X | [12 empty] | US
Long term forecasting support service |  | Service | Conceptual | Automation Service | Bulk Generation | Provide support services for long term scenario based forecasting |  |  |  |  | X | [12 empty] | US
energy source control support service |  | Service | Conceptual | Automation Service | Bulk Generation | Provide a platform for the secure control of energy sources |  |  |  |  | X | [12 empty] | US
equipment status detector |  | Service | Conceptual | Automation Service | Bulk Generation | provides an apparatus that can be deployed into the grid to detect operational characteristics of grid attached devices |  |  |  |  | X | [12 empty] | US
equipment status collector |  | Service | Conceptual | Automation Service | Bulk Generation | provides a hub were equipment status information is housed for authorized actors |  |  |  |  | X | [12 empty] | US
energy source control support service |  | Service | Conceptual | Automation Service | Bulk Generation | Provide a platform for the secure control of energy sources |  |  |  |  | X | [12 empty] | US
energy source schedule support service |  | Service | Conceptual | Automation Service | Bulk Generation | Provide a platform to coordinate the schedules of energy sources attached to the grid to meet projected demand requirements |  |  |  |  | X | [12 empty] | US
schedule support service |  | Service | Conceptual | Automation Service | Bulk Generation | Provide a platform to analyze physical schedules against the capablity of the facility in its environment |  |  |  |  | X | [12 empty] | US
Operational Condition Analyzer |  | Service | Conceptual | Automation Service | Bulk Generation | provide a platform to analyze abnormal conditions to provide solutions before the conditions become problems |  |  |  |  | X | [12 empty] | US
Unit commitment support service |  | Service | Conceptual | Automation Service | Bulk Generation | Provide a platform to confirm energy sources commitment to schedules |  |  |  |  | X | [12 empty] | US
ancillary services support |  | Service | Conceptual | Automation Service | Bulk Generation | Provide a platform to analyze market needs for operational provisioning of ancillary services |  |  |  |  | X | [12 empty] | US
maintenance support service |  | Service | Conceptual | Automation Service | Bulk Generation | Provide a platform to execute maintenance to maintain units in operational condition |  |  |  |  | X | [12 empty] | US
unit start support |  | Service | Conceptual | Automation Service | Bulk Generation | Provide a platform to provide independent unit start |  |  |  |  | X | [12 empty] | US
maintenance planning support service |  | Service | Conceptual | Automation Service | Bulk Generation | Provide a platform to coordinate maintenance planning on energy sources attached to the grid |  |  |  |  | X | [12 empty] | US
economic dispatch support service |  | Service | Conceptual | Automation Service | Bulk Generation | provides a set of analytics that determine which units offer the lowest total cost for the energy delivered to the required locations |  |  |  |  | X | [12 empty] | US
contingency operations support service |  | Service | Conceptual | Automation Service | Bulk Generation | Provide a platform to implement contingency scenarios when conditions require them |  |  |  |  | X | [12 empty] | US
energy source measurement service |  | Service | Conceptual | Automation Service | Bulk Generation | Provide an apparatus that measures the operational characteristics of energy sources |  |  |  |  | X | [12 empty] | US
Energy source measurement aggregation service |  | Service | Conceptual | Automation Service | Bulk Generation | Provide a platform to aggregate the operational information from the energy sources |  |  |  |  | X | [12 empty] | US
emissions detector service |  | Service | Conceptual | Automation Service | Bulk Generation | use an apparatus to collect emissions data |  |  |  |  | X | [12 empty] | US
emissions data support service |  | Service | Conceptual | Automation Service | Bulk Generation | provides a support platform for analysis of collected emissions data |  |  |  |  | X | [12 empty] | US
emissions control support service |  | Service | Conceptual | Automation Service | Bulk Generation | Provides a secure platform for authorized actors to manage energy sources based emissions targets |  |  |  |  | X | [12 empty] | US
emissions detector service |  | Service | Conceptual | Automation Service | Bulk Generation | use an apparatus to collect emissions data |  |  |  |  | X | [12 empty] | US
emissions data support service |  | Service | Conceptual | Automation Service | Bulk Generation | provides a support platform for analysis of collected emissions data |  |  |  |  | X | [12 empty] | US
Operational Condition Analyzer |  | Service | Conceptual | Automation Service | Bulk Generation | provide a platform to analyze abnormal conditions to provide solutions before the conditions become problems |  |  |  |  | X | [12 empty] | US
schedule support service |  | Service | Conceptual | Automation Service | Bulk Generation | Provide a platform to analyze physical schedules against the capablity of the facility in its environment |  |  |  |  | X | [12 empty] | US
power quality support service |  | Service | Conceptual | Automation Service | Bulk Generation | Provide a platform to manage power quality in the system based on temporal data inputs |  |  |  |  | X | [12 empty] | US
ancillary services support |  | Service | Conceptual | Automation Service | Bulk Generation | Provide a platform to analyze market needs for operational provisioning of ancillary services |  |  |  |  | X | [12 empty] | US
ancillary services support |  | Service | Conceptual | Automation Service | Bulk Generation | Provide a platform to analyze market needs for operational provisioning of ancillary services |  |  |  |  | X | [12 empty] | US
contingency operations support service |  | Service | Conceptual | Automation Service | Bulk Generation | Provide a platform to implement contingency scenarios when conditions require them |  |  |  |  | X | [12 empty] | US
system balance service |  | Service | Conceptual | Automation Service | Bulk Generation | Detects changes in the load on the system and adjusts the operational schedule of the unit to stay within the regulatory tolerances |  |  |  |  | X | [12 empty] | US
Market Platform Service |  | Service | Conceptual | Automation Service | Market | Provide an automation platform that supports market functions |  |  |  |  | X | [12 empty] | US
Economic load reduction |  | Service | Conceptual | Automation Service | Operations | Calculate load reduction scenarios for customer based upon agreed parameters |  |  |  |  | X | [12 empty] | US
Remote device operation |  | Service | Conceptual | Automation Service | Operations | Exert remote device control |  |  |  |  | X | [12 empty] | US
Frequency detection |  | Service | Conceptual | Automation Service | Operations | Monitor energy frequency across system |  |  |  |  | X | [12 empty] | US
Dynamic system configuration |  | Service | Conceptual | Automation Service | Operations | Provide a mechanism to dynamically configure devices to maintain the stabilty of the grid |  |  |  |  | X | [12 empty] | US
Equipment monitor |  | Service | Conceptual | Automation Service | Operations | provide a mechanism to communicate with attached devices to determine operational capabilities |  |  |  |  | X | [12 empty] | US
Equipment detection agent |  | Service | Conceptual | Automation Service | Operations | Mechanism to provide control signals to grid attached equipment that keeps the equipment operating within the desired performance band |  |  |  |  | X | [12 empty] | US
configuration agent |  | Service | Conceptual | Automation Service | Operations | Provides a mechanism to maintain up-to-date configuration information on grid attached devices |  |  |  |  | X | [12 empty] | US
End-user communications |  | Service | Conceptual | Automation Service | Operations | provide a mechanism to communicate with end customers regardless of location |  |  |  |  | X | [12 empty] | US
End-user communications |  | Service | Conceptual | Automation Service | Operations | Provide a mechanism to communicate with registered load control participants |  |  |  |  | X | [12 empty] | US
Equipment monitor |  | Service | Conceptual | Automation Service | Operations | mechanism that maintains equipment status |  |  |  |  | X | [12 empty] | US
End-device communications |  | Service | Conceptual | Automation Service | Operations | Provide a mechanism ot communicate with end use equipment |  |  |  |  | X | [12 empty] | US
Authentication |  | Service | Conceptual | Automation Service | Operations | A service that determines whether an entity is allowed to perform a particular activity |  |  |  |  | X | [12 empty] | US
Sensor Communications |  | Service | Conceptual | Automation Service | Operations | mechanism to maintain communications with grid connected sensors |  |  |  |  | X | [12 empty] | US
Resource optimization |  | Service | Conceptual | Automation Service | Operations | Provides a mechanism to optimize grid connected energy resources based on estabilished parameters |  |  |  |  | X | [12 empty] | US
Distributed Resources Monitor |  | Service | Conceptual | Automation Service | Operations | a mechanism to monitor agreed parameters on distributed energy resources |  |  |  |  | X | [12 empty] | US
Voltage monitoring |  | Service | Conceptual | Automation Service | Operations | process that monitors and reports voltage status/alerts |  |  |  |  | X | [12 empty] | US
Dynamic system configuration |  | Service | Conceptual | Automation Service | Operations | Provide a mechanism to automatically reconfigure physical paths for power flow based on agreed parameters for end customers |  |  |  |  | X | [12 empty] | US
Black start system initiation coordination |  | Service | Conceptual | Automation Service | Operations | Provide a mechanism to start key generation resources when power is out in that area of the grid |  |  |  |  | X | [12 empty] | US
Power quality management support |  | Service | Conceptual | Automation Service | Operations | Provides a control mechanism to maintain the power quality on the overall grid |  |  |  |  | X | [12 empty] | US
Ancillary services management |  | Service | Conceptual | Automation Service | Operations | Provide a mechanism to manage the operation of grid connected energy resources that are enrolled for ancillary services |  |  |  |  | X | [12 empty] | US
Automated Restart |  | Service | Conceptual | Automation Service | Operations | Provide a mechanism to automatically restart key facilities based on remote commands |  |  |  |  | X | [12 empty] | US
Coordination support |  | Service | Conceptual | Automation Service | Operations | Provide a mechanism to support the sharing of operational information between control areas |  |  |  |  | X | [12 empty] | US
Coordinate generation to transmission capacity |  | Service | Conceptual | Automation Service | Operations | Service analyzes what generation assets shall be allowed to use transmission assets. Analyzation considers transmission capacity, generation/load location and contracts. These are compounded by congestion issues. |  |  |  |  | X | [12 empty] | US
Reserve Management Support |  | Service | Conceptual | Automation Service | Operations | Provide a mechanism to manage the operation of grid connected energy resources that are enrolled as reserves |  |  |  |  | X | [12 empty] | US
Generation forecasting |  | Service | Conceptual | Automation Service | Operations | Provide a mechanism to forecast capacity of grid connected resources based on estabilished parameters |  |  |  |  | X | [12 empty] | US
Generation scheduler |  | Service | Conceptual | Automation Service | Operations | Provide a mechanism to support the scheduling of generation based on agreed parameters |  |  |  |  | X | [12 empty] | US
Dynamic system configuration |  | Service | Conceptual | Automation Service | Operations | Provides a mechanism to support decisions about the physical connectivity in the grid |  |  |  |  | X | [12 empty] | US
Grid Operations Support |  | Service | Conceptual | Automation Service | Operations | Provides a mechanism to support overall operations of the grid |  |  |  |  | X | [12 empty] | US
Supply Forecast support |  | Service | Conceptual | Automation Service | Operations | Provides a series of forecasts that support future points in time based on generation availability to support grid connected demand |  |  |  |  | X | [12 empty] | US
Equipment monitor |  | Service | Conceptual | Automation Service | Operations | provide a mechanism to communicate with attached devices to determine operational capabilities |  |  |  |  | X | [12 empty] | US
Emissions Historian |  | Service | Conceptual | Automation Service | Operations | A mechanism to record outputs from sensors attached to emissions sources |  |  |  |  | X | [12 empty] | US
Operational Historian |  | Service | Conceptual | Automation Service | Operations | Provides a mechanism to record operations data for review |  |  |  |  | X | [12 empty] | US
Demand Response Auditor |  | Service | Conceptual | Automation Service | Operations | Provides sensor data that confirms the operation of enrolled equipment in a demand response situation |  |  |  |  | X | [12 empty] | US
Abnormal operations support |  | Service | Conceptual | Automation Service | Operations | Provide support for dispatch of attached resources to operate them in abnormal situations |  |  |  |  | X | [12 empty] | US
Equipment monitor |  | Service | Conceptual | Automation Service | Operations | provide a mechanism to communicate with attached devices to determine operational capabilities |  |  |  |  | X | [12 empty] | US
Demand Response Support service |  | Service | Conceptual | Automation Service | Operations | Provides a mechanism to support demand response management |  |  |  |  | X | [12 empty] | US
Emissions Monitor |  | Service | Conceptual | Automation Service | Operations | A sensor that monitors the emissions of a grid connected resource |  |  |  |  | X | [12 empty] | US
DR support service |  | Service | Conceptual | Automation Service | Operations | Provides metrics for DR programmes success and customer enrollment |  |  |  |  | X | [12 empty] | US
Blackout simulator |  | Service | Conceptual | Automation Service | Operations | Provides what-if scenarios which could lead to system-wide failures |  |  |  |  | X | [12 empty] | US
Communication Management |  | Service | Conceptual | Automation Service | Cross-cutting | A service that manages configuration associated with the transportation of data |  |  |  |  | X | [12 empty] | US
Equipment monitor |  | Service | Conceptual | Automation Service | Operations | provide a mechanism to communicate with attached devices |  |  |  |  | X | [12 empty] | US
Premise surveillance |  | Service | Conceptual | Automation Service | Operations | mechanism for monitoring the security of a geographic location with alerting capability if established parameters are exceeded |  |  |  |  | X | [12 empty] | US
QoS Support |  | Service | Conceptual | Automation Service | Operations | mechanism to maintain operations QoS |  |  |  |  | X | [12 empty] | US
profile support |  | Service | Conceptual | Automation Service | Operations | Provides a mechanism to provide customer demand profiles for customers |  |  |  |  | X | [12 empty] | US
Measurement support |  | Service | Conceptual | Automation Service | Operations | Provides a mechanism to determine consumption statistics |  |  |  |  | X | [12 empty] | US
Work scheduling |  | Service | Conceptual | Automation Service | Operations | Provides allocation of work resources to the highest priority jobs that are pending |  |  |  |  | X | [12 empty] | US
Remote device operation |  | Service | Conceptual | Automation Service | Operations | Exert remote device control |  |  |  |  | X | [12 empty] | US
Equipment monitor |  | Service | Conceptual | Automation Service | Operations | provide a mechanism to communicate with attached devices |  |  |  |  | X | [12 empty] | US
Weather forecast support |  | Service | Conceptual | Automation Service | Operations | Provides future weather based on inputs from all sources |  |  |  |  | X | [12 empty] | US
Protection Support |  | Service | Conceptual | Automation Service | Operations | provides an automated mechanism to manage system protection automatically |  |  |  |  | X | [12 empty] | US
System simulator |  | Service | Conceptual | Automation Service | Operations | Provides a scenario driven simulator for established parameters for the grid |  |  |  |  | X | [12 empty] | US
Topology support |  | Service | Conceptual | Automation Service | Operations | Provides a mechanism to maintain current grid path configuration information |  |  |  |  | X | [12 empty] | US
Outage minimization service |  | Service | Conceptual | Automation Service | Operations | provide a mechanism to automatically reconfigure the grid to minimize the time that customers spend without power |  |  |  |  | X | [12 empty] | US
Outage planning support |  | Service | Conceptual | Automation Service | Operations | Provides a mechanism to schedule grid path outages while minimizing customer impacts to allow for maintenance |  |  |  |  | X | [12 empty] | US
DER Management |  | Service | Conceptual | Automation Service | Operations | Provides a mechanism to integrate DER into the operation of the grid |  |  |  |  | X | [12 empty] | US
DER Management |  | Service | Conceptual | Automation Service | Operations | Provides a mechanism to integrate DER into the operation of the grid |  |  |  |  | X | [12 empty] | US
Voltage management |  | Service | Conceptual | Automation Service | Operations | Provide a mechanism to provide control signals to attached devices providing for voltage stability |  |  |  |  | X | [12 empty] | US
Energy Contract Procurement Support |  | Service | Conceptual | Automation Service | Operations | supports operating in the market to handle exchanges of contracts for energy products |  |  |  |  | X | [12 empty] | US
Transport capacity simulator |  | Service | Conceptual | Automation Service | Operations | utilizes engineering design, Operatioal historianand Dynamic system configuration to simulate safe operating limits |  |  |  |  | X | [12 empty] | US
RAS Support Service |  | Service | Conceptual | Automation Service | Operations | Provide support services for RAS |  |  |  |  | X | [12 empty] | US
System simulator |  | Service | Conceptual | Automation Service | Operations | provides a mechanism to support simulation of the grid based for desired parameters based on historical data |  |  |  |  | X | [12 empty] | US
System simulator |  | Service | Conceptual | Automation Service | Operations | provides a mechanism to support simulation of the grid based for desired parameters based on historical data |  |  |  |  | X | [12 empty] | US
System simulator |  | Service | Conceptual | Automation Service | Operations | provides a mechanism to support simulation of the grid based for desired parameters based on historical data |  |  |  |  | X | [12 empty] | US
Abnormal operations support |  | Service | Conceptual | Automation Service | Operations | Provide support for dispatch of attached resources to operate them in abnormal situations |  |  |  |  | X | [12 empty] | US
Condition support |  | Service | Conceptual | Automation Service | Operations | Provides a mechanism to determine the condition of the grid based on desired characteristics |  |  |  |  | X | [12 empty] | US
Frequency management support |  | Service | Conceptual | Automation Service | Operations | Provides a mechanism to manage the overall grid frequency within established limits |  |  |  |  | X | [12 empty] | US
Variable generation support |  | Service | Conceptual | Automation Service | Operations | Provides a mechanism to firm variable generation capabilities |  |  |  |  | X | [12 empty] | US
Demand Forecast Support |  | Service | Conceptual | Automation Service | Operations | Provides a mechanism to forecast demand |  |  |  |  | X | [12 empty] | US
Remote device operation |  | Service | Conceptual | Automation Service | Operations | Exert remote device control to grid attached loads |  |  |  |  | X | [12 empty] | US
Inter-regional Communications |  | Service | Conceptual | Automation Service | Operations | Provides a reliable mechanism to facilitate communications between control centers |  |  |  |  | X | [12 empty] | US
Event Management |  | Service | Conceptual | Automation Service | Service Provider | Provides the management of events |  |  |  |  | X | [12 empty] | US
Event Management |  | Service | Conceptual | Automation Service | Service Provider | Provides the management of events |  |  |  |  | X | [12 empty] | US
Control Devices |  | Service | Conceptual | Automation Service | Service Provider | Communication attached to the grid to manage their operation cycle. |  |  |  |  | X | [12 empty] | US
Environmental Monitroing |  | Service | Conceptual | Automation Service | Cross-cutting | A service which monitors the domain environment |  |  |  |  | X | [12 empty] | US
Security Enforcement |  | Service | Conceptual | Automation Service | Cross-cutting | A service that enforces the security policies of the domain |  |  |  |  | X | [12 empty] | US
Information Security Management |  | Service | Conceptual | Automation Service | Cross-cutting | Provides Security to data access protecting data confidentiality |  |  |  |  | X | [12 empty] | US
Communication Management |  | Service | Conceptual | Automation Service | Cross-cutting | Provides the management of communication equipment |  |  |  |  | X | [12 empty] | US
Energy Usage reporting |  | Service | Conceptual | Automation Service | Service Provider | Provide energy usage information on behalf of the customer to authorized parties |  |  |  |  | X | [12 empty] | US
query customer info |  | Service | Conceptual | Automation Service | Service Provider | query customer for various parameters using commincation system |  |  |  |  | X | [12 empty] | US
initate customer communication |  | Service | Conceptual | Automation Service | Service Provider | establish communications between customer and service provider |  |  |  |  | X | [12 empty] | US
Check measurement system data accuracy |  | Service | Conceptual | Automation Service | Service Provider | Check measurement system data accuracy |  |  |  |  | X | [12 empty] | US
calibrate measurement system |  | Service | Conceptual | Automation Service | Service Provider | adjust customer measurement system within specifications |  |  |  |  | X | [12 empty] | US
Measurement Collector |  | Service | Conceptual | Automation Service | Service Provider | Collects measurement from customer system |  |  |  |  | X | [12 empty] | US
Customer Group Notification |  | Service | Conceptual | Automation Service | Service Provider | This service provides a communication channel to a set of aggregated customers |  |  |  |  | X | [12 empty] | US
Measurement support |  | Service | Conceptual | Automation Service | Service Provider | Provides a mechanism to collect physical measurement data from all customers |  |  |  |  | X | [12 empty] | US
Maintenance Prioritization Notification |  | Service | Conceptual | Automation Service | Service Provider | Provides the prioritization of maintenance and improvements impacting electric service quality. |  |  |  |  | X | [12 empty] | US
Electric Reliability Detector |  | Service | Conceptual | Automation Service | Service Provider | Detects availability of electric service |  |  |  |  | X | [12 empty] | US
Electric Reliability Notification |  | Service | Conceptual | Automation Service | Service Provider | Provides the electric reliability notification |  |  |  |  | X | [12 empty] | US
Power Quality Sensor |  | Service | Conceptual | Automation Service | Service Provider | Measures electric power quality parameters |  |  |  |  | X | [12 empty] | US
Power Quality Analysis |  | Service | Conceptual | Automation Service | Service Provider | Analyzes electric power quality by comparing measured parameters against desired parameters |  |  |  |  | X | [12 empty] | US
Power Quality Notification |  | Service | Conceptual | Automation Service | Service Provider | Notifies entities of electric power quality status |  |  |  |  | X | [12 empty] | US
Maintenance Prioritization Collector |  | Service | Conceptual | Automation Service | Service Provider | Aggregates reliability and power quality status |  |  |  |  | X | [12 empty] | US
Maintenance Prioritization |  | Service | Conceptual | Automation Service | Service Provider | Prioritizes maintenance and improvements impacting electric service quality |  |  |  |  | X | [12 empty] | US
Outage Detector |  | Service | Conceptual | Automation Service | Service Provider | Detects events related to an outage |  |  |  |  | X | [12 empty] | US
Outage Information Collector |  | Service | Conceptual | Automation Service | Service Provider | Provides a collection of events related to an outage |  |  |  |  | X | [12 empty] | US
Energy Price Notification |  | Service | Conceptual | Automation Service | Service Provider | Provides price signal to customer |  |  |  |  | X | [12 empty] | US
Meter Data Collector |  | Service | Conceptual | Automation Service | Service Provider | Collects measurement from end device equipment |  |  |  |  | X | [12 empty] | US
Meter data reporting configuration |  | Service | Conceptual | Automation Service | Service Provider | set reporting parameters for data reporting to customer |  |  |  |  | X | [12 empty] | US
Meter data reporting |  | Service | Conceptual | Automation Service | Service Provider | report meter data to customer based on reporting parameters using collected data |  |  |  |  | X | [12 empty] | US
Request bid |  | Service | Conceptual | Automation Service | Service Provider | Provides Energy Bid request for a market trading period |  |  |  |  | X | [12 empty] | US
Respond to bid |  | Service | Conceptual | Automation Service | Service Provider | Provides Energy Bid request for a market trading period |  |  |  |  | X | [12 empty] | US
Load Forecasting |  | Service | Conceptual | Automation Service | Service Provider | Provides Energy Bid for a market trading period |  |  |  |  | X | [12 empty] | US
Customer Group |  | Service | Conceptual | Automation Service | Service Provider | Provides Aggregated customer groups |  |  |  |  | X | [12 empty] | US
{Need more information} |  | Service | Conceptual | Automation Service | Service Provider | {Need more information} |  |  |  |  | X | [12 empty] | US
Energy Management |  | Service | Conceptual | Automation Service | Service Provider | Collects energy information from customer premises equipment |  |  |  |  | X | [12 empty] | US
Power Quality Analysis |  | Service | Conceptual | Automation Service | Service Provider | This service provides the analysis of electric power quality |  |  |  |  | X | [12 empty] | US
submeter Measurement Collector |  | Service | Conceptual | Automation Service | Service Provider | Collects measurement from end device equipment |  |  |  |  | X | [12 empty] | US
Energy Management technical support |  | Service | Conceptual | Automation Service | Service Provider | Collects energy information from customer premises equipment |  |  |  |  | X | [12 empty] | US
bill management |  | Service | Conceptual | Automation Service | Service Provider | This services provides a full range of invoicing services. Request bill, respond with bill, pay bill, manage billing parameters |  |  |  |  | X | [12 empty] | US
Correlate Events |  | Service | Conceptual | Business Service | Market | Predict future events by analyzing current patterns |  |  |  |  | X | [12 empty] | US
manage dispute |  | Service | Conceptual | Business Service | Market | Provide a mechanism to coordinate disputes on the market processes |  |  |  |  | X | [12 empty] | US
Event forecasting service |  | Service | Conceptual | Automation Service | Market | Provides analytics support to project future issues based on historical information |  |  |  |  | X | [12 empty] | US
Dispute management service |  | Service | Conceptual | Automation Service | Market | Provide a record management system for handling the dispute process in the market |  |  |  |  | X | [12 empty] | US
Minimize outages |  | Service | Conceptual | Business Service | Operations | maintain the distribution system to minimize outage occurances |  |  |  |  | X | [12 empty] | US
direct load control |  | Service | Conceptual | Business Service | Operations | control customer loads directly to respond to the reliability needs of the electric grid |  |  |  |  | X | [12 empty] | US
Grid Health Support |  | Service | Conceptual | Automation Service | Operations | Provide a mechanism to maintain the health of the grid to resist outages |  |  |  |  | X | [12 empty] | US
configure device control parameters |  | Service | Conceptual | Automation Service | Operations | configure the parameters for controlling customer loads |  |  |  |  | X | [12 empty] | US
Functions, objects or data classified as Actors in references which may not be Actors | [23 empty] | US
Financial Sector Undertakings |  | Role Service | Conceptual | Organization | X-Domain | Provide capital to other actors or invest themselves into the projects within the electricity supply chain (grid, generation, e&c). |  |  | X | [14 empty] | US
P-Node | This is an SOA Element, not an actor or role. | Role NA | Logical NA | Logical Entity | Operations | The price location of the Facility in the transmission and/or distribution network. |  | X | [15 empty] | US
Zone | This is an SOA Element, not an actor or role. | Role NA | Logical NA | Geography | Transmission | A physical or electrical region. | X |  | X | X |  | X | [11 empty] | US

## SGCG UseCase Inventory
Source : | https://usecases.dke.de
Timestamp: | 2013-09-01
Author: | SGCG WG-Methods WP2 Business Layer (Jan Bruinenberg)
ID | Name | Actor Type | Actor Description | Primairy Actor | Use Case ID | Use Case Domain | Name of Use Case | Use Case Level of Depth | Source
WGSP UCR 1 | Grid | System | Power Distribution system |  | WGSP-0100 | - | Fault location, isolation and system restoration (FLIR) | High-level Use Case | Use Case Repostitory WGSP NEW
WGSP UCR 2 | Grid Monitoring | Generic Role | - | X | WGSP-0100 | - | Fault location, isolation and system restoration (FLIR) | High-level Use Case | Use Case Repostitory WGSP NEW
WGSP UCR 3 | Network Operations Analysis (NO-OFA) | Application | - |  | WGSP-0100 | - | Fault location, isolation and system restoration (FLIR) | High-level Use Case | Use Case Repostitory WGSP NEW
WGSP UCR 4 | Network operation monitoring (NO-NMON) | Application | - |  | WGSP-0100 | - | Fault location, isolation and system restoration (FLIR) | High-level Use Case | Use Case Repostitory WGSP NEW
WGSP UCR 5 | Network Operations (NO) | System | - |  | WGSP-0100 | - | Fault location, isolation and system restoration (FLIR) | High-level Use Case | Use Case Repostitory WGSP NEW
WGSP UCR 6 | DMS Operator | Person | Operator of the Distribution Management System |  | WGSP-0100 | - | Fault location, isolation and system restoration (FLIR) | High-level Use Case | Use Case Repostitory WGSP NEW
WGSP UCR 7 | Switch action scheduling / operation work scheduling (OP-SSC) | Application | - |  | WGSP-0100 | - | Fault location, isolation and system restoration (FLIR) | High-level Use Case | Use Case Repostitory WGSP NEW
WGSP UCR 8 | FLISR | - | Fault location, isolation and system restoration (FLIR) | NIAL | WGSP-0100 | - | Fault location, isolation and system restoration (FLIR) | High-level Use Case | Use Case Repostitory WGSP NEW
WGSP UCR 9 | Aggregator | Role | - |  | WGSP-0200 | Distribution Grid Management/Microgrid | Voltage control and power flows optimization | High-level Use Case | Use Case Repostitory WGSP NEW
WGSP UCR 10 | Control Center | System | - |  | WGSP-0200 | Distribution Grid Management/Microgrid | Voltage control and power flows optimization | High-level Use Case | Use Case Repostitory WGSP NEW
WGSP UCR 11 | Renewable Generation Forecaster | System | - |  | WGSP-0200 | Distribution Grid Management/Microgrid | Voltage control and power flows optimization | High-level Use Case | Use Case Repostitory WGSP NEW
WGSP UCR 12 | Flexible Load | - | Load that can be modulated |  | WGSP-0200 | Distribution Grid Management/Microgrid | Voltage control and power flows optimization | High-level Use Case | Use Case Repostitory WGSP NEW
WGSP UCR 13 | DER | - | - |  | WGSP-0200 | Distribution Grid Management/Microgrid | Voltage control and power flows optimization | High-level Use Case | Use Case Repostitory WGSP NEW
WGSP UCR 14 | Substation Control System (SCS) | Generic Role | - | X | WGSP-0200 | Distribution Grid Management/Microgrid | Voltage control and power flows optimization | High-level Use Case | Use Case Repostitory WGSP NEW
WGSP UCR 15 | Power Equipment | - | - |  | WGSP-0200 | Distribution Grid Management/Microgrid | Voltage control and power flows optimization | High-level Use Case | Use Case Repostitory WGSP NEW
WGSP UCR 16 | Consumer | Role | A party that consumes electricity.Additional information:This is a Type of Party Connected to the Grid |  | WGSP-0301 | Distribution Grid Management/Microgrid | Short term load and generation forecasting | High-level Use Case | Use Case Repostitory WGSP NEW
WGSP UCR 17 | Weather Forecast | - | - |  | WGSP-0301 | Distribution Grid Management/Microgrid | Short term load and generation forecasting | High-level Use Case | Use Case Repostitory WGSP NEW
WGSP UCR 18 | Storage | System | - |  | WGSP-0301 | Distribution Grid Management/Microgrid | Short term load and generation forecasting | High-level Use Case | Use Case Repostitory WGSP NEW
WGSP UCR 19 | El. Vehicle (EV) | Role | - |  | WGSP-0301 | Distribution Grid Management/Microgrid | Short term load and generation forecasting | High-level Use Case | Use Case Repostitory WGSP NEW
WGSP UCR 20 | DSO System | Role | - |  | WGSP-0301 | Distribution Grid Management/Microgrid | Short term load and generation forecasting | High-level Use Case | Use Case Repostitory WGSP NEW
WGSP UCR 21 | Generator | Role | Generating electricity, contributing actively to voltage and reactive power control, required to provide the relevant data (information on outages, forecast, actual production) to the energy marketplace (see also the Articles 2.1 and 2.2 of the Directive). |  | WGSP-0301 | Distribution Grid Management/Microgrid | Short term load and generation forecasting | High-level Use Case | Use Case Repostitory WGSP NEW
WGSP UCR 22 | Overlay Grid Operator | - | - |  | WGSP 0400 | - | Microgrid Management | Cluster | Use Case Repostitory WGSP NEW
WGSP UCR 23 | Aggregator | Role | offers services to aggregate energy production from different sources (generators) and acts towards the grid as one entity, including local aggregation of demand (Demand Response management) and supply (generation management). In cases where the aggregator is not a supplier, it maintains a contract with the supplier. |  | WGSP 0400 | - | Microgrid Management | Cluster | Use Case Repostitory WGSP NEW
WGSP UCR 24 | Overlay Grid Control Center | System | - |  | WGSP 0400 | - | Microgrid Management | Cluster | Use Case Repostitory WGSP NEW
WGSP UCR 25 | Microgrid Control Center | - | - |  | WGSP 0400 | - | Microgrid Management | Cluster | Use Case Repostitory WGSP NEW
WGSP UCR 26 | Operator | - | - |  | WGSP 0400 | - | Microgrid Management | Cluster | Use Case Repostitory WGSP NEW
WGSP UCR 27 | Overlay Grid | - | - |  | WGSP 0400 | - | Microgrid Management | Cluster | Use Case Repostitory WGSP NEW
WGSP UCR 28 | Microgrid Operator | - | - |  | WGSP 0400 | - | Microgrid Management | Cluster | Use Case Repostitory WGSP NEW
WGSP UCR 29 | Consumer | Role | A party that consumes electricity.Additional information:This is a Type of Party Connected to the Grid |  | WGSP 0400 | - | Microgrid Management | Cluster | Use Case Repostitory WGSP NEW
WGSP UCR 30 | DER | - | - |  | WGSP 0400 | - | Microgrid Management | Cluster | Use Case Repostitory WGSP NEW
WGSP UCR 31 | Devices | - | - |  | WGSP-0600 | - | Monitoring the distribution Grid | - | Use Case Repostitory WGSP NEW
WGSP UCR 32 | Smart Meter (SM) | System | The metering end device is a combination of the following meter-related functions from the Smart Metering reference architecture: â€¢ Metrology functions including the conventional meter display (register or index) that are under legal metrological control. When under metrological control, these functions shall meet the essential requirements of the MID; â€¢ One or more additional functions not covered by the MID. These may also make use of the display; â€¢ Meter communication functions. |  | WGSP-0600 | - | Monitoring the distribution Grid | - | Use Case Repostitory WGSP NEW
WGSP UCR 33 | Aggregator | System | - |  | WGSP-0600 | - | Monitoring the distribution Grid | - | Use Case Repostitory WGSP NEW
WGSP UCR 34 | DSO | - | - |  | WGSP-0600 | - | Monitoring the distribution Grid | - | Use Case Repostitory WGSP NEW
WGSP UCR 35 | Customer Energy Manager (CEM) | - | The CEM is a logical function optimising energy consumption and or production based on signals received from the grid, consumerâ€™s settings and contracts, and devices minimum performance standards. The Customer Energy Manager collects messages sent to and received from connected devices; especially the in-home/building sector has to be mentioned. It can handle general or dedicated load and generation management commands and then forwards these to the connected devices. It provides vice versa information towards the â€œgrid / marketâ€. Note that multiple loads/generation resources can be combined in the CEM to be mutually controlled. When the CEM is integrated with communication functionalities it is called a Customer Energy Management System or CEMS. |  | WGSP-0600 | - | Monitoring the distribution Grid | - | Use Case Repostitory WGSP NEW
WGSP UCR 36 | Not mentioned |  | - |  | WGSP-0901 | - | Congestion management by direct control | - | Use Case Repostitory WGSP NEW
WGSP UCR 37 | Actor B (external actor) | - | External actor (Smart Grid Market Role) interacting with the system functions and components in the home or home automation network through the metering communication channel. This actor is responsible for collecting metering data. Examples of such market roles are the DSO, metering company, etc. |  | WGSP-2110 | Smart Home/Commercial/Industrial/DR-Customer EMS | Receiving consumption, price or environmental information for further action by consumer or a local energy management system | High-level Use Case | Use Case Repostitory WGSP NEW
WGSP UCR 38 | HES | - | Responsible for acquiring the reads from meters and/or from data concentrators Delivers the raw meter reads to MDM Repeats the reading for any missing reads Is the short-term interim data storage (1-3 months) for meter reads Pushes the event information upwards to MDM Supports the specific protocols of the concentrators and meters Contains some topology information and aggregation functionality for plug &br/>play solutions |  | WGSP-2110 | Smart Home/Commercial/Industrial/DR-Customer EMS | Receiving consumption, price or environmental information for further action by consumer or a local energy management system | High-level Use Case | Use Case Repostitory WGSP NEW
WGSP UCR 39 | Actor A (external actor) | - | - |  | WGSP-2110 | Smart Home/Commercial/Industrial/DR-Customer EMS | Receiving consumption, price or environmental information for further action by consumer or a local energy management system | High-level Use Case | Use Case Repostitory WGSP NEW
WGSP UCR 40 | Smart appliance Generator ( external actor) | - | The smart appliance with integrated EM, directly receiving data from the grid, through the SGCP. The appliance may contain of be connected to a Plug in electricity meters that measures individual appliance consumption or output. Since the smart appliance / generator is outside the scope of the SGCG, it must be seen as an external actor | X | WGSP-2110 | Smart Home/Commercial/Industrial/DR-Customer EMS | Receiving consumption, price or environmental information for further action by consumer or a local energy management system | High-level Use Case | Use Case Repostitory WGSP NEW
WGSP UCR 41 | Simple external consumer display | - | - |  | WGSP-2110 | Smart Home/Commercial/Industrial/DR-Customer EMS | Receiving consumption, price or environmental information for further action by consumer or a local energy management system | High-level Use Case | Use Case Repostitory WGSP NEW
WGSP UCR 42 | Neighbourhood Network Access Point (NNAP) | - | The Neighbourhood Network Access Point is a functional entity that provides access to one or more LNAP’s, metering end devices, displays and home automation end devices connected to the neighbourhood network (NN). It may allow data exchange between different functional entities connected to the same NN. |  | WGSP-2110 | Smart Home/Commercial/Industrial/DR-Customer EMS | Receiving consumption, price or environmental information for further action by consumer or a local energy management system | High-level Use Case | Use Case Repostitory WGSP NEW
WGSP UCR 43 | Smart meter | - | The metering end device is a combination of the following meter-related functions from the Smart Metering reference architecture: â€¢ Metrology functions including the conventional meter display (register or index) that are under legal metrological control. When under metrological control, these functions shall meet the essential requirements of the MID; â€¢ One or more additional functions not covered by the MID. These may also make use of the display; â€¢ Meter communication functions. |  | WGSP-2110 | Smart Home/Commercial/Industrial/DR-Customer EMS | Receiving consumption, price or environmental information for further action by consumer or a local energy management system | High-level Use Case | Use Case Repostitory WGSP NEW
WGSP UCR 44 | Smart Metering gateway (LNAP) | - | An access point (functional entity) that allows access to one or more metering end devices and, when equipped with an interface, to advanced display / home automation end devices connected to the local network. A LNAP also may allow data exchange between different functional entities connected to the same LN. The LNAP may act simply as a router transferring messages between the metering end device and/or display/home automation devices and the Neighbourhood network of wide area network. It may also provide services including protocol conversion, device management, security and service capabilities. Services may be provided as functions of the LNAP itself or provide proxy services on behalf of limited capability devices connected to the local network |  | WGSP-2110 | Smart Home/Commercial/Industrial/DR-Customer EMS | Receiving consumption, price or environmental information for further action by consumer or a local energy management system | High-level Use Case | Use Case Repostitory WGSP NEW
WGSP UCR 45 | Energy management gateway | - | An access point (functional entity) sending and receiving smart grid related information and commands between actor A and the CEM, letting the CEM decide how to process the events. The communication is often achieved through an internet connection of through a wireless connection. This gateway may also provide services including protocol conversion, device management, security and service capabilities |  | WGSP-2110 | Smart Home/Commercial/Industrial/DR-Customer EMS | Receiving consumption, price or environmental information for further action by consumer or a local energy management system | High-level Use Case | Use Case Repostitory WGSP NEW
WGSP UCR 46 | Customer Energy Management System (CEMS) | - | In this usecase, the CEMS functionality is a part of the SGCP |  | WGSP-2110 | Smart Home/Commercial/Industrial/DR-Customer EMS | Receiving consumption, price or environmental information for further action by consumer or a local energy management system | High-level Use Case | Use Case Repostitory WGSP NEW
WGSP UCR 47 | Smart device | - | - | NAIL | WGSP-2111 | Smart Home/Commercial/Industrial/DR-Customer EMS | Primary use case - Information regarding power consumption / generation / storage of individual smart devices | Detailed Use Case | Use Case Repostitory WGSP NEW
WGSP UCR 48 | Smart Meter | - | - | NAIL | WGSP-2111 | Smart Home/Commercial/Industrial/DR-Customer EMS | Primary use case - Information regarding power consumption / generation / storage of individual smart devices | Detailed Use Case | Use Case Repostitory WGSP NEW
WGSP UCR 49 | Smart appliances | - | - |  | WGSP-2112 | Smart Home/Commercial/Industrial/DR-Customer EMS | Primary use case - Price and environmental information | Detailed Use Case | Use Case Repostitory WGSP NEW
WGSP UCR 50 | Generator | Role | Generating electricity, contributing actively to voltage and reactive power control, required to provide the relevant data (information on outages, forecast, actual production) to the energy marketplace (see also the Articles 2.1 and 2.2 of the Directive). |  | WGSP-2112 | Smart Home/Commercial/Industrial/DR-Customer EMS | Primary use case - Price and environmental information | Detailed Use Case | Use Case Repostitory WGSP NEW
WGSP UCR 51 | Display | - | - |  | WGSP-2112 | Smart Home/Commercial/Industrial/DR-Customer EMS | Primary use case - Price and environmental information | Detailed Use Case | Use Case Repostitory WGSP NEW
WGSP UCR 52 | Actor B (external actor) | - | External actor (Smart Grid Market Role) interacting with the system functions and components in the home or home automation network through the metering communication channel. This actor is responsible for collecting metering data. Examples of such market roles are the DSO, metering company, etc. | X | WGSP-2112 | Smart Home/Commercial/Industrial/DR-Customer EMS | Primary use case - Price and environmental information | Detailed Use Case | Use Case Repostitory WGSP NEW
WGSP UCR 53 | HES | - | Responsible for acquiring the reads from meters and/or from data concentrators Delivers the raw meter reads to MDM Repeats the reading for any missing reads Is the short-term interim data storage (1-3 months) for meter reads Pushes the event information upwards to MDM Supports the specific protocols of the concentrators and meters Contains some topology information and aggregation functionality for plug &br/>play solutions |  | WGSP-2112 | Smart Home/Commercial/Industrial/DR-Customer EMS | Primary use case - Price and environmental information | Detailed Use Case | Use Case Repostitory WGSP NEW
WGSP UCR 54 | Actor A (external actor) | - | - | X | WGSP-2112 | Smart Home/Commercial/Industrial/DR-Customer EMS | Primary use case - Price and environmental information | Detailed Use Case | Use Case Repostitory WGSP NEW
WGSP UCR 55 | Smart appliance Generator ( external actor) | - | The smart appliance with integrated EM, directly receiving data from the grid, through the SGCP. The appliance may contain of be connected to a Plug in electricity meters that measures individual appliance consumption or output. Since the smart appliance / generator is outside the scope of the SGCG, it must be seen as an external actor |  | WGSP-2112 | Smart Home/Commercial/Industrial/DR-Customer EMS | Primary use case - Price and environmental information | Detailed Use Case | Use Case Repostitory WGSP NEW
WGSP UCR 56 | Simple external consumer display | - | - |  | WGSP-2112 | Smart Home/Commercial/Industrial/DR-Customer EMS | Primary use case - Price and environmental information | Detailed Use Case | Use Case Repostitory WGSP NEW
WGSP UCR 57 | Neighbourhood Network Access Point (NNAP) | - | functional entity that provides access to one or more LNAP’s, metering end devices, displays and home automation end devices connected to the neighbourhood network (NN). It may allow data exchange between different functional entities connected to the same NN. |  | WGSP-2112 | Smart Home/Commercial/Industrial/DR-Customer EMS | Primary use case - Price and environmental information | Detailed Use Case | Use Case Repostitory WGSP NEW
WGSP UCR 58 | Smart meter | - | The metering end device is a combination of the following meter-related functions from the Smart Metering reference architecture: |  | WGSP-2112 | Smart Home/Commercial/Industrial/DR-Customer EMS | Primary use case - Price and environmental information | Detailed Use Case | Use Case Repostitory WGSP NEW
WGSP UCR 59 |  |  | â€¢ Metrology functions including the conventional meter display (register or index) that are under legal metrological control. When under metrological control, these functions shall meet the essential requirements of the MID; |  | WGSP-2112 | Smart Home/Commercial/Industrial/DR-Customer EMS | Primary use case - Price and environmental information | Detailed Use Case | Use Case Repostitory WGSP NEW
WGSP UCR 60 | Smart Metering gateway (LNAP) | - | An access point (functional entity) that allows access to one or more metering end devices and, when equipped with an interface, to advanced display / home automation end devices connected to the local network. A LNAP also may allow data exchange between different functional entities connected to the same LN. The LNAP may act simply as a router transferring messages between the metering end device and/or display/home automation devices and the Neighbourhood network of wide area network. It may also provide services including protocol conversion, device management, security and service capabilities. Services may be provided as functions of the LNAP itself or provide proxy services on behalf of limited capability devices connected to the local network |  | WGSP-2112 | Smart Home/Commercial/Industrial/DR-Customer EMS | Primary use case - Price and environmental information | Detailed Use Case | Use Case Repostitory WGSP NEW
WGSP UCR 61 | Energy management gateway | - | An access point (functional entity) sending and receiving smart grid related information and commands between actor A and the CEM, letting the CEM decide how to process the events. The communication is often achieved through an internet connection of through a wireless connection. This gateway may also provide services including protocol conversion, device management, security and service capabilities |  | WGSP-2112 | Smart Home/Commercial/Industrial/DR-Customer EMS | Primary use case - Price and environmental information | Detailed Use Case | Use Case Repostitory WGSP NEW
WGSP UCR 62 | Customer Energy Management System (CEMS) | - | In this usecase, the CEMS functionality is a part of the SGCP |  | WGSP-2112 | Smart Home/Commercial/Industrial/DR-Customer EMS | Primary use case - Price and environmental information | Detailed Use Case | Use Case Repostitory WGSP NEW
WGSP UCR 63 | Smart device | - | - | NAIL | WGSP-2113 | Smart Home/Commercial/Industrial/DR-Customer EMS | Primary use case - Warning signals based individual devices consumption | Detailed Use Case | Use Case Repostitory WGSP NEW
WGSP UCR 64 | Smart meter | - | - | NAIL | WGSP-2113 | Smart Home/Commercial/Industrial/DR-Customer EMS | Primary use case - Warning signals based individual devices consumption | Detailed Use Case | Use Case Repostitory WGSP NEW
WGSP UCR 65 | Actor A (external actor) | - | - | NAIL | WGSP-2114 | Smart Home/Commercial/Industrial/DR-Customer EMS | Primary use case - Retrieve status of smart devices | Detailed Use Case | Use Case Repostitory WGSP NEW
WGSP UCR 66 | Actor B (external actor) | - | - | NAIL | WGSP-2114 | Smart Home/Commercial/Industrial/DR-Customer EMS | Primary use case - Retrieve status of smart devices | Detailed Use Case | Use Case Repostitory WGSP NEW
WGSP UCR 67 | Smart appliances | - | - |  | WGSP-2120 | Smart Home/Commercial/Industrial/DR-Customer EMS | High level use case - Direct load / generation management | High-level Use Case | Use Case Repostitory WGSP NEW
WGSP UCR 68 | Actor B (external actor) | - | External actor (Smart Grid Market Role) interacting with the system functions and components in the home or home automation network through the metering communication channel. This actor is responsible for collecting metering data. Examples of such market roles are the DSO, metering company, etc. |  | WGSP-2120 | Smart Home/Commercial/Industrial/DR-Customer EMS | High level use case - Direct load / generation management | High-level Use Case | Use Case Repostitory WGSP NEW
WGSP UCR 69 | HES | - | Responsible for acquiring the reads from meters and/or from data concentrators Delivers the raw meter reads to MDM Repeats the reading for any missing reads Is the short-term interim data storage (1-3 months) for meter reads Pushes the event information upwards to MDM Supports the specific protocols of the concentrators and meters Contains some topology information and aggregation functionality for plug &br/>play solutions |  | WGSP-2120 | Smart Home/Commercial/Industrial/DR-Customer EMS | High level use case - Direct load / generation management | High-level Use Case | Use Case Repostitory WGSP NEW
WGSP UCR 70 | Actor A (external actor) | - | - |  | WGSP-2120 | Smart Home/Commercial/Industrial/DR-Customer EMS | High level use case - Direct load / generation management | High-level Use Case | Use Case Repostitory WGSP NEW
WGSP UCR 71 | Simple external consumer display | - | - |  | WGSP-2120 | Smart Home/Commercial/Industrial/DR-Customer EMS | High level use case - Direct load / generation management | High-level Use Case | Use Case Repostitory WGSP NEW
WGSP UCR 72 | Neighbourhood Network Access Point (NNAP) | - | The Neighbourhood Network Access Point is a functional entity that provides access to one or more LNAP’s, metering end devices, displays and home automation end devices connected to the neighbourhood network (NN). It may allow data exchange between different functional entities connected to the same NN. |  | WGSP-2120 | Smart Home/Commercial/Industrial/DR-Customer EMS | High level use case - Direct load / generation management | High-level Use Case | Use Case Repostitory WGSP NEW
WGSP UCR 73 | Smart meter | - | The metering end device is a combination of the following meter-related functions from the Smart Metering reference architecture: â€¢ Metrology functions including the conventional meter display (register or index) that are under legal metrological control. When under metrological control, these functions shall meet the essential requirements of the MID; â€¢ One or more additional functions not covered by the MID. These may also make use of the display; â€¢ Meter communication functions. |  | WGSP-2120 | Smart Home/Commercial/Industrial/DR-Customer EMS | High level use case - Direct load / generation management | High-level Use Case | Use Case Repostitory WGSP NEW
WGSP UCR 74 | Smart Metering gateway (LNAP) | - | An access point (functional entity) that allows access to one or more metering end devices and, when equipped with an interface, to advanced display / home automation end devices connected to the local network. A LNAP also may allow data exchange between different functional entities connected to the same LN. The LNAP may act simply as a router transferring messages between the metering end device and/or display/home automation devices and the Neighbourhood network of wide area network. It may also provide services including protocol conversion, device management, security and service capabilities. Services may be provided as functions of the LNAP itself or provide proxy services on behalf of limited capability devices connected to the local network |  | WGSP-2120 | Smart Home/Commercial/Industrial/DR-Customer EMS | High level use case - Direct load / generation management | High-level Use Case | Use Case Repostitory WGSP NEW
WGSP UCR 75 | Energy management gateway | - | An access point (functional entity) sending and receiving smart grid related information and commands between actor A and the CEM, letting the CEM decide how to process the events. The communication is often achieved through an internet connection of through a wireless connection. This gateway may also provide services including protocol conversion, device management, security and service capabilities |  | WGSP-2120 | Smart Home/Commercial/Industrial/DR-Customer EMS | High level use case - Direct load / generation management | High-level Use Case | Use Case Repostitory WGSP NEW
WGSP UCR 76 | Customer Energy Management System (CEMS) | - | In this usecase, the CEMS functionality is a part of the SGCP |  | WGSP-2120 | Smart Home/Commercial/Industrial/DR-Customer EMS | High level use case - Direct load / generation management | High-level Use Case | Use Case Repostitory WGSP NEW
WGSP UCR 77 | Actor A (external actor) | - | - | NAIL | WGSP-2121 | Smart Home/Commercial/Industrial/DR-Customer EMS | Primary use case - Direct - load / generation / storage management | Detailed Use Case | Use Case Repostitory WGSP NEW
WGSP UCR 78 | Actor B (external actor) | - | - | NAIL | WGSP-2121 | Smart Home/Commercial/Industrial/DR-Customer EMS | Primary use case - Direct - load / generation / storage management | Detailed Use Case | Use Case Repostitory WGSP NEW
WGSP UCR 79 | Actor A (external actor) | - | - | NAIL | WGSP-2122 | Smart Home/Commercial/Industrial/DR-Customer EMS | Primary use case - Emergency load control | Detailed Use Case | Use Case Repostitory WGSP NEW
WGSP UCR 80 | Actor B (external actor) | - | - | NAIL | WGSP-2122 | Smart Home/Commercial/Industrial/DR-Customer EMS | Primary use case - Emergency load control | Detailed Use Case | Use Case Repostitory WGSP NEW
WGSP UCR 81 | - | - | - | - | WGSP 2128 | Smart Home/Commercial/Industrial/DR-Customer EMS | High level use case - Flexibility offerings | High-level Use Case | Use Case Repostitory WGSP NEW
WGSP UCR 82 | Actor A (external actor) | - | - | NAIL | WGSP-2129 | Smart Home/Commercial/Industrial/DR-Customer EMS | Primary use case - Flexibility offerings | Detailed Use Case | Use Case Repostitory WGSP NEW
WGSP UCR 83 | Smart Device | - | A smart device may be an appliance, generator or storage device (Local storage devices include direct and functional electricity storages such as electrochemical batteries, heat pumps and micro CHP such as fuel cells with heat buffers, air conditioning and cooling devices with thermal inertia, etcâ€¦). The smart device can receive data directly from the grid, though an interface with the CEM and can react to commands and signals from the grid in an intelligent way. Since the smart device is outside the scope of the SGCG, it must be seen as an external actor |  | WGSP-2130 | - | Auto Registration of participating devices and customers | - | Use Case Repostitory WGSP NEW
WGSP UCR 84 | ESCO Energy Services Company | - | - |  | WGSP-2130 | - | Auto Registration of participating devices and customers | - | Use Case Repostitory WGSP NEW
WGSP UCR 85 | CEMS Customer Energy Management System | - | - |  | WGSP-2130 | - | Auto Registration of participating devices and customers | - | Use Case Repostitory WGSP NEW
WGSP UCR 86 | Aggregator | Role | offers services to aggregate energy production from different sources (generators) and acts towards the grid as one entity, including local aggregation of demand (Demand Response management) and supply (generation management). In cases where the aggregator is not a supplier, it maintains a contract with the supplier. |  | WGSP-2130 | - | Auto Registration of participating devices and customers | - | Use Case Repostitory WGSP NEW
WGSP UCR 87 | DSO System | Role | - |  | WGSP-2130 | - | Auto Registration of participating devices and customers | - | Use Case Repostitory WGSP NEW
WGSP UCR 88 | - | - | - | - | WGSP-2140 | Smart Home/Commercial/Industrial/DR-Customer EMS | High level use case - Tariff synchronization | High-level Use Case | Use Case Repostitory WGSP NEW
WGSP UCR 89 | CEM | - | - | NAIL | WGSP-2141 | Smart Home/Commercial/Industrial/DR-Customer EMS | Primary use case - CEM requests time | Detailed Use Case | Use Case Repostitory WGSP NEW
WGSP UCR 90 | Smart meter | - | - | NAIL | WGSP-2141 | Smart Home/Commercial/Industrial/DR-Customer EMS | Primary use case - CEM requests time | Detailed Use Case | Use Case Repostitory WGSP NEW
WGSP UCR 91 | CEM | - | - | NAIL | WGSP-2142 | Smart Home/Commercial/Industrial/DR-Customer EMS | CEM sends out-of-synch alarm | Detailed Use Case | Use Case Repostitory WGSP NEW
WGSP UCR 92 | Market Operator | Role | The unique power exchange of trades for the actual delivery of energy that receives the bids from the Balance Responsible Parties that have a contract to bid. The market operator determines the market energy price for the market balance area after applying technical constraints from the system operator. It may also establish the price for the reconciliation within a metering grid area. |  | WGSP-2400 | - | Using Flexibility | - | Use Case Repostitory WGSP NEW
WGSP UCR 93 | Charge Spot Operator, CSO | - | Energy meteringc |  | WGSP-1100 | - | Uncontrolled Charging | - | Use Case Repostitory WGSP NEW
WGSP UCR 94 | Charging Spot, CS | - | The connector from station to EVâ€™s |  | WGSP-1100 | - | Uncontrolled Charging | - | Use Case Repostitory WGSP NEW
WGSP UCR 95 | El. Vehicle (EV) | Role | - |  | WGSP-1100 | - | Uncontrolled Charging | - | Use Case Repostitory WGSP NEW
WGSP UCR 96 | DSO System | Role | - |  | WGSP-1100 | - | Uncontrolled Charging | - | Use Case Repostitory WGSP NEW
WGSP UCR 97 | - | - | - | - | WGSP-1200 | - | Charging with Demand Response | - | Use Case Repostitory WGSP NEW
WGSP UCR 98 | Energy B2B market | - | - |  | WGSP-1300 | Distribution Grid Management/Microgrid | Smart (re-/de) Charging | High-level Use Case | Use Case Repostitory WGSP NEW
WGSP UCR 99 | Distribution System Operator (DSO) | Role | according to the Article 2.6 of the Directive: "a natural or legal person responsible for operating, ensuring the maintenance of and, if necessary, developing the distribution system in a given area and, where applicable, its interconnections with other systems and for ensuring the long-term ability of the system to meet reasonable demands for the distribution of electricity". Moreover, the DSO is responsible for regional grid access and grid stability, integration of renewables at the distribution level and regional load balancing. |  | WGSP-1300 | Distribution Grid Management/Microgrid | Smart (re-/de) Charging | High-level Use Case | Use Case Repostitory WGSP NEW
WGSP UCR 100 | Charge Service Provider, CSP | Role | - |  | WGSP-1300 | Distribution Grid Management/Microgrid | Smart (re-/de) Charging | High-level Use Case | Use Case Repostitory WGSP NEW
WGSP UCR 101 | Charge Spot Operator, CSO | - | Energy meteringc |  | WGSP-1300 | Distribution Grid Management/Microgrid | Smart (re-/de) Charging | High-level Use Case | Use Case Repostitory WGSP NEW
WGSP UCR 102 | Charging Spot, CS | - | The connector from station to EVâ€™s |  | WGSP-1300 | Distribution Grid Management/Microgrid | Smart (re-/de) Charging | High-level Use Case | Use Case Repostitory WGSP NEW
WGSP UCR 103 | El. Vehicle (EV) | Role | - |  | WGSP-1300 | Distribution Grid Management/Microgrid | Smart (re-/de) Charging | High-level Use Case | Use Case Repostitory WGSP NEW
WGSP UCR 104 | Retrofitter | Role | - |  | WGSP-1400 | Electric-transportation (ET) | Ensuring interoperability and settlement | High-level Use Case | Use Case Repostitory WGSP NEW
WGSP UCR 105 | Component manufacturer | Role | - |  | WGSP-1400 | Electric-transportation (ET) | Ensuring interoperability and settlement | High-level Use Case | Use Case Repostitory WGSP NEW
WGSP UCR 106 | Mobile metering service provider | Role | - |  | WGSP-1400 | Electric-transportation (ET) | Ensuring interoperability and settlement | High-level Use Case | Use Case Repostitory WGSP NEW
WGSP UCR 107 | System socket administrator | Role | - |  | WGSP-1400 | Electric-transportation (ET) | Ensuring interoperability and settlement | High-level Use Case | Use Case Repostitory WGSP NEW
WGSP UCR 108 | Consumer | Role | - |  | WGSP-1400 | Electric-transportation (ET) | Ensuring interoperability and settlement | High-level Use Case | Use Case Repostitory WGSP NEW
WGSP UCR 109 |  |  | - |  | WGSP-1400 | Electric-transportation (ET) | Ensuring interoperability and settlement | High-level Use Case | Use Case Repostitory WGSP NEW
WGSP UCR 110 | Retrofilter | Role | - |  | WGSP-1400 | Electric-transportation (ET) | Ensuring interoperability and settlement | High-level Use Case | Use Case Repostitory WGSP NEW
WGSP UCR 111 | OEM | Role | - |  | WGSP-1400 | Electric-transportation (ET) | Ensuring interoperability and settlement | High-level Use Case | Use Case Repostitory WGSP NEW
WGSP UCR 112 | Smart Meter (SM) | System | Meter with additional functionalities one of which is data communication. |  | WGSP-1400 | Electric-transportation (ET) | Ensuring interoperability and settlement | High-level Use Case | Use Case Repostitory WGSP NEW
WGSP UCR 113 | Control Center | System | - |  | WGSP-1400 | Electric-transportation (ET) | Ensuring interoperability and settlement | High-level Use Case | Use Case Repostitory WGSP NEW
WGSP UCR 114 | EVSE | - | - |  | WGSP-1500 | - | Manage charge Infrastructure | - | Use Case Repostitory WGSP NEW
WGSP UCR 115 | - | - | - | - | WGFSS-CL01 | - | Access Control (Substation Remote Access Example) | High-level Use Case | Use Case Repostitory WGFSS
WGSP UCR 116 | - | - | - | - | WGFSS-CL02 | - | (AMI) Billing | High-level Use Case | Use Case Repostitory WGFSS
WGSP UCR 117 | - | - | - | - | WGFSS-CL03 | - | Billing | High-level Use Case | Use Case Repostitory WGFSS
WGSP UCR 118 | - | - | - | - | WGFSS-CL04 | - | Blackout management | - | Use Case Repostitory WGFSS
WGSP UCR 119 | - | - | - | - | WGFSS-CL05 | - | (AMI) Collect events and status information | - | Use Case Repostitory WGFSS
WGSP UCR 120 | - | - | - | - | WGFSS-CL06 | - | (AMI) Configure events, statuses and actions | - | Use Case Repostitory WGFSS
WGSP UCR 121 | - | - | - | - | WGFSS-CL07 | - | Connect an active actor to the grid | - | Use Case Repostitory WGFSS
WGSP UCR 122 | - | - | - | - | WGFSS-CL08 | - | Controlling the grid (locally/ remotely) manually or automatically | - | Use Case Repostitory WGFSS
WGSP UCR 123 | - | - | - | - | WGFSS-CL09 | - | Customer | - | Use Case Repostitory WGFSS
WGSP UCR 124 | - | - | - | - | WGFSS-CL10 | - | (AMI) Customer information provision | - | Use Case Repostitory WGFSS
WGSP UCR 125 | - | - | - | - | WGFSS-CL11 | - | Demand and production (generation) flexibility | - | Use Case Repostitory WGFSS
WGSP UCR 126 | - | - | - | - | WGFSS-CL12 | - | (AMI) Energy market events | - | Use Case Repostitory WGFSS
WGSP UCR 127 | - | - | - | - | WGFSS-CL13 | - | Exchange of metered data | - | Use Case Repostitory WGFSS
WGSP UCR 128 | - | - | - | - | WGFSS-CL14 | - | Flexibility markets | - | Use Case Repostitory WGFSS
WGSP UCR 129 | - | - | - | - | WGFSS-CL15 | - | Generation Maintenance | - | Use Case Repostitory WGFSS
WGSP UCR 130 | - | - | - | - | WGFSS-CL16 | - | Generation Operation Scheduling | - | Use Case Repostitory WGFSS
WGSP UCR 131 | - | - | - | - | WGFSS-CL17 | - | Generation Transverse | - | Use Case Repostitory WGFSS
WGSP UCR 132 | - | - | - | - | WGFSS-CL18 | - | Grid reliability using market-based mechanisms | - | Use Case Repostitory WGFSS
WGSP UCR 133 | - | - | - | - | WGFSS-CL19 | - | Grid stability | - | Use Case Repostitory WGFSS
WGSP UCR 134 | - | - | - | - | WGFSS-CL20 | - | (AMI) Installation &configuration | - | Use Case Repostitory WGFSS
WGSP UCR 135 | - | - | - | - | WGFSS-CL21 | - | Maintaining grid assets |  | Use Case Repostitory WGFSS
WGSP UCR 136 | - | - | - | - | WGFSS-CL22 | - | Manage commercial relationship for electricity supply | - | Use Case Repostitory WGFSS
WGSP UCR 137 | - | - | - | - | WGFSS-CL23 | - | Managing power quality | - | Use Case Repostitory WGFSS
WGSP UCR 138 | - | - | - | - | WGFSS-CL24 | - | Market Settlements | - | Use Case Repostitory WGFSS
WGSP UCR 139 | - | - | - | - | WGFSS-CL25 | - | Monitor AMI event | - | Use Case Repostitory WGFSS
WGSP UCR 140 | - | - | - | - | WGFSS-CL26 | - | Monitoring the grid flows | - | Use Case Repostitory WGFSS
WGSP UCR 141 | - | - | - | - | WGFSS-CL27 | - | Operate DER(s) | - | Use Case Repostitory WGFSS
WGSP UCR 142 | - | - | - | - | WGFSS-CL28 | - | Operate wholesale electricity market | - | Use Case Repostitory WGFSS
WGSP UCR 143 | - | - | - | - | WGFSS-CL29 | - | Protecting the grid assets | - | Use Case Repostitory WGFSS
WGSP UCR 144 | - | - | - | - | WGFSS-CL30 | - | Provide and collect contractual measurements | - | Use Case Repostitory WGFSS
WGSP UCR 145 | - | - | - | - | WGFSS-CL31 | - | Reconfiguring the network in case of fault | - | Use Case Repostitory WGFSS
WGSP UCR 146 | - | - | - | - | WGFSS-CL32 | - | Secure adequacy of supply | - | Use Case Repostitory WGFSS
WGSP UCR 147 | - | - | - | - | WGFSS-CL33 | - | System and security management | - | Use Case Repostitory WGFSS
WGSP UCR 148 | - | - | - | - | WGFSS-CL34 | - | Trading front office operation | - | Use Case Repostitory WGFSS
WGSP UCR 149 | - | - | - | - | WGFSS-CL35 | - | Weather condition forecasting &observation | - | Use Case Repostitory WGFSS
WGSP UCR 150 | - | - | - | - | WGFSS-HL189 | - | Send assets schedules to operation systems | - | Use Case Repostitory WGFSS
WGSP UCR 151 | - | - | - | - | WGFSS-HL182 | - | Key management | - | Use Case Repostitory WGFSS
WGSP UCR 152 | - | - | - | - | WGFSS-HL190 | - | Bid into ancillary services markets | - | Use Case Repostitory WGFSS
WGSP UCR 153 | - | - | - | - | WGFSS-HL191 | - | Purchase transmission capacity rights | - | Use Case Repostitory WGFSS
WGSP UCR 154 | - | - | - | - | WGFSS-HL197 | - | Wind forecasting | - | Use Case Repostitory WGFSS
WGSP UCR 155 | - | - | - | - | WGFSS-HL192 | - | Nominate schedules to system operator | - | Use Case Repostitory WGFSS
WGSP UCR 156 | - | - | - | - | WGFSS-HL196 | - | Perform shadow settlements | - | Use Case Repostitory WGFSS
WGSP UCR 157 | - | - | - | - | WGFSS-HL200 | - | Providing weather observations | - | Use Case Repostitory WGFSS
WGSP UCR 158 | - | - | - | - | WGFSS-HL05a | WGFSS-CL01 Access Control | Remote access to devices residing in a substation, with substation local authentication and authorization using a separate VPN | - | Use Case Repostitory WGFSS
WGSP UCR 159 | - | - | - | - | WGFSS-HL199 | - | Temperature forecasting | - | Use Case Repostitory WGFSS
WGSP UCR 160 | - | - | - | - | WGFSS-HL198 | - | Solar forecasting | - | Use Case Repostitory WGFSS
WGSP UCR 161 | - | - | - | - | WGFSS-HL195 | - | Perform M& | - | Use Case Repostitory WGFSS
WGSP UCR 162 | - | - | - | - | WGFSS-HL201 | - | Situational alerting | - | Use Case Repostitory WGFSS
WGSP UCR 163 | - | - | - | - | WGFSS-HL78 | - | Intra-day fleet scheduling | - | Use Case Repostitory WGFSS
WGSP UCR 164 | - | - | - | - | WGFSS-HL93 | - | Monitoring and reduce power oscillation damping | - | Use Case Repostitory WGFSS
WGSP UCR 165 | - | - | - | - | WGFSS-HL167 | - | Perform networked protection logic (Intertripping, logic selectivity...) | - | Use Case Repostitory WGFSS
WGSP UCR 166 | - | - | - | - | WGFSS-HL172 | - | Cross border transmission systems | - | Use Case Repostitory WGFSS
WGSP UCR 167 | - | - | - | - | WGFSS-HL175 | - | Transmission system/ distribution borders | - | Use Case Repostitory WGFSS
WGSP UCR 168 | - | - | - | - | WGFSS-HL174 | - | Measuring and exposing power quality parameters for revenue purpose (smart meter) | - | Use Case Repostitory WGFSS
WGSP UCR 169 | - | - | - | - | WGFSS-HL173 | - | Measuring and exposing energy flows for revenue purpose (smart meter) | - | Use Case Repostitory WGFSS
WGSP UCR 170 | - | - | - | - | WGFSS-HL36 | - | Change of supplier | - | Use Case Repostitory WGFSS
WGSP UCR 171 | - | - | - | - | WGFSS-HL03 | WGFSS-CL01 Access Control | Remote access to devices residing in a substation, with higher level support (e.g., control center) for authentication and authorization using a separate VPN | - | Use Case Repostitory WGFSS
WGSP UCR 172 | - | - | - | - | WGFSS-HL38 | - | End of supply | - | Use Case Repostitory WGFSS
WGSP UCR 173 | - | - | - | - | WGFSS-HL71 | - | Field data collection for predictive or condition based maintenance | - | Use Case Repostitory WGFSS
WGSP UCR 174 | - | - | - | - | WGFSS-HL34 | - | Change of balance responsible party | - | Use Case Repostitory WGFSS
WGSP UCR 175 | - | - | - | - | WGFSS-HL35 | - | Change of metered responsible | - | Use Case Repostitory WGFSS
WGSP UCR 176 | - | - | - | - | WGFSS-HL37 | - | End of metered data responsible | - | Use Case Repostitory WGFSS
WGSP UCR 177 | - | - | - | - | WGFSS-HL39 | - | Notify meter point characteristics | - | Use Case Repostitory WGFSS
WGSP UCR 178 | - | - | - | - | WGFSS-HL40 | - | Query metering point characteristics | - | Use Case Repostitory WGFSS
WGSP UCR 179 | - | - | - | - | WGFSS-HL41 | - | Request metering point characteristics | - | Use Case Repostitory WGFSS
WGSP UCR 180 | - | - | - | - | WGFSS-HL44 | - | Load forecast | - | Use Case Repostitory WGFSS
WGSP UCR 181 | - | - | - | - | WGFSS-HL43 | - | Generation forecast | - | Use Case Repostitory WGFSS
WGSP UCR 182 | - | - | - | - | WGFSS-HL42 | - | Provide information to consumer | - | Use Case Repostitory WGFSS
WGSP UCR 183 | - | - | - | - | WGFSS-HL45 | - | Load forecast of a bunch of prosumers in a DR program (from remote) | - | Use Case Repostitory WGFSS
WGSP UCR 184 | - | - | - | - | WGFSS-HL46 | - | Managing energy consumption or generation of DERs via local DER energy management system bundled in a DR program | - | Use Case Repostitory WGFSS
WGSP UCR 185 | - | - | - | - | WGFSS-HL47 | - | Managing energy consumption or generation of DERs and EVSE via local DER energy management system to increase local self-consumption | - | Use Case Repostitory WGFSS
WGSP UCR 186 | - | - | - | - | WGFSS-HL01 | WGFSS-CL01 Access Control | Local access to devices residing in a substation, with higher level support (e.g., control centre) for authentication and authorization | - | Use Case Repostitory WGFSS
WGSP UCR 187 | - | - | - | - | WGFSS-HL02 | WGFSS-CL01 Access Control | Local access to devices residing in a substation, with substation local authentication and authorization | - | Use Case Repostitory WGFSS
WGSP UCR 188 | - | - | - | - | WGFSS-HL04 | WGFSS-CL01 | Remote access to devices residing in a substation, with higher level support (e.g., control centre) for authentication and authorization using a communication protocol inherent security means. | - | Use Case Repostitory WGFSS
WGSP UCR 189 | - | - | - | - | WGFSS-HL32 | - | Switch/breaker control | - | Use Case Repostitory WGFSS
WGSP UCR 190 | - | - | - | - | WGFSS-HL05 | WGFSS-CL01 Access Control | Remote access to devices residing in a substation, with substation local authentication and authorization using communication protocol inherent security means. | - | Use Case Repostitory WGFSS
WGSP UCR 191 | - | - | - | - | WGFSS-HL06 | WGFSS-CL02 (AMI) Billing | Add credit | - | Use Case Repostitory WGFSS
WGSP UCR 192 | - | - | - | - | WGFSS-HL07 | WGFSS-CL03 Billing | Manage tariff settings on the metering system | - | Use Case Repostitory WGFSS
WGSP UCR 193 | - | - | - | - | WGFSS-HL08 | - | Obtain scheduled meter reading | - | Use Case Repostitory WGFSS
WGSP UCR 194 | - | - | - | - | WGFSS-HL09 | WGFSS-CL02 (AMI) Billing | Set billing parameters | - | Use Case Repostitory WGFSS
WGSP UCR 195 | - | - | - | - | WGFSS-HL67 | - | Condition based operational advisories | - | Use Case Repostitory WGFSS
WGSP UCR 196 | - | - | - | - | WGFSS-HL10 | WGFSS-CL03 Billing | Obtain meter reading data | - | Use Case Repostitory WGFSS
WGSP UCR 197 | - | - | - | - | WGFSS-HL11 | WGFSS-CL03 Billing | Support prepayment functionality | - | Use Case Repostitory WGFSS
WGSP UCR 198 | - | - | - | - | WGFSS-HL12 | - | Consumer move-in/move-out | - | Use Case Repostitory WGFSS
WGSP UCR 199 | - | - | - | - | WGFSS-HL13 | - | Supplier change | - | Use Case Repostitory WGFSS
WGSP UCR 200 | - | - | - | - | WGFSS-HL14 | WGFSS-CL03 Billing | Consumer move-in/move-out | - | Use Case Repostitory WGFSS
WGSP UCR 201 | - | - | - | - | WGFSS-HL15 | WGFSS-CL03 Billing | Supplier change | - | Use Case Repostitory WGFSS
WGSP UCR 202 | - | - | - | - | WGFSS-HL16 | WGFSS-CL02 (AMI) Billing | Obtain scheduled meter reading | - | Use Case Repostitory WGFSS
WGSP UCR 203 | - | - | - | - | WGFSS-HL17 | WGFSS-CL02 (AMI) Billing | Execute supply control | - | Use Case Repostitory WGFSS
WGSP UCR 204 | - | - | - | - | WGFSS-HL18 | - | Black-out prevention through WAMS | - | Use Case Repostitory WGFSS
WGSP UCR 205 | - | - | - | - | WGFSS-HL19 | - | Provision of black start facilities for grid restoration | - | Use Case Repostitory WGFSS
WGSP UCR 206 | - | - | - | - | WGFSS-HL20 | - | Restore power after black-out | - | Use Case Repostitory WGFSS
WGSP UCR 207 | - | - | - | - | WGFSS-HL21 | - | Shedding loads based on emergency signals | - | Use Case Repostitory WGFSS
WGSP UCR 208 | - | - | - | - | WGFSS-HL22 | - | Under frequency shedding | - | Use Case Repostitory WGFSS
WGSP UCR 209 | - | - | - | - | WGFSS-HL23 | - | Manage supply quality | - | Use Case Repostitory WGFSS
WGSP UCR 210 | - | - | - | - | WGFSS-HL24 | - | Configure meter events and actions | - | Use Case Repostitory WGFSS
WGSP UCR 211 | - | - | - | - | WGFSS-HL25 | - | Manage events | - | Use Case Repostitory WGFSS
WGSP UCR 212 | - | - | - | - | WGFSS-HL26 | - | Retrieve AMI component information | - | Use Case Repostitory WGFSS
WGSP UCR 213 | - | - | - | - | WGFSS-HL27 | - | Check device availability | - | Use Case Repostitory WGFSS
WGSP UCR 214 | - | - | - | - | WGFSS-HL28 | - | Managing generation connection to the grid | - | Use Case Repostitory WGFSS
WGSP UCR 215 | - | - | - | - | WGFSS-HL29 | - | Managing microgrid transitions | - | Use Case Repostitory WGFSS
WGSP UCR 216 | - | - | - | - | WGFSS-HL48 | - | Participating to the electricity market | - | Use Case Repostitory WGFSS
WGSP UCR 217 | - | - | - | - | WGFSS-HL30 | - | Enable multiple concurrent levels of control (local-remote) | - | Use Case Repostitory WGFSS
WGSP UCR 218 | - | - | - | - | WGFSS-HL33 | - | Change of transport capacity responsible | - | Use Case Repostitory WGFSS
WGSP UCR 219 | - | - | - | - | WGFSS-HL31 | - | Feeder load balancing | - | Use Case Repostitory WGFSS
WGSP UCR 220 | - | - | - | - | WGFSS-HL49 | - | Receiving metrological or price information for further action by consumer or CEM | - | Use Case Repostitory WGFSS
WGSP UCR 221 | - | - | - | - | WGFSS-HL50 | - | Registration/deregistration of customers in DR program | - | Use Case Repostitory WGFSS
WGSP UCR 222 | - | - | - | - | WGFSS-HL51 | - | Registration/deregistration of DER in DR program | - | Use Case Repostitory WGFSS
WGSP UCR 223 | - | - | - | - | WGFSS-HL52 | - | Manage consumer moving in | - | Use Case Repostitory WGFSS
WGSP UCR 224 | - | - | - | - | WGFSS-HL53 | - | Manage customer gained | - | Use Case Repostitory WGFSS
WGSP UCR 225 | - | - | - | - | WGFSS-HL58 | - | Measure for labeling | - | Use Case Repostitory WGFSS
WGSP UCR 226 | - | - | - | - | WGFSS-HL55 | - | Manage customer moving out | - | Use Case Repostitory WGFSS
WGSP UCR 227 | - | - | - | - | WGFSS-HL54 | - | Manage customer lost | - | Use Case Repostitory WGFSS
WGSP UCR 228 | - | - | - | - | WGFSS-HL57 | - | Measure for imbalance settlement | - | Use Case Repostitory WGFSS
WGSP UCR 229 | - | - | - | - | WGFSS-HL56 | - | Measure collected data | - | Use Case Repostitory WGFSS
WGSP UCR 230 | - | - | - | - | WGFSS-HL59 | - | Measure for reconciliation | - | Use Case Repostitory WGFSS
WGSP UCR 231 | - | - | - | - | WGFSS-HL63 | - | Commissioning and Maintenance strategy (CMMS) definition | - | Use Case Repostitory WGFSS
WGSP UCR 232 | - | - | - | - | WGFSS-HL60 | - | Measure, determine meter read | - | Use Case Repostitory WGFSS
WGSP UCR 233 | - | - | - | - | WGFSS-HL62 | - | Operate flexibility markets | - | Use Case Repostitory WGFSS
WGSP UCR 234 | - | - | - | - | WGFSS-HL61 | - | Measure, determine meter read for switch | - | Use Case Repostitory WGFSS
WGSP UCR 235 | - | - | - | - | WGFSS-HL64 | - | Collection of additional maintenance counters for Boiler &Steam Turbine stress | - | Use Case Repostitory WGFSS
WGSP UCR 236 | - | - | - | - | WGFSS-HL65 | - | Collection of switching cycles and operating hours (maintenance counters) | - | Use Case Repostitory WGFSS
WGSP UCR 237 | - | - | - | - | WGFSS-HL66 | - | Condenser maintenance optimization | - | Use Case Repostitory WGFSS
WGSP UCR 238 | - | - | - | - | WGFSS-HL68 | - | Field alarms collection for maintenance | - | Use Case Repostitory WGFSS
WGSP UCR 239 | - | - | - | - | WGFSS-HL69 | - | Field data collection for corrective and reactive maintenance | - | Use Case Repostitory WGFSS
WGSP UCR 240 | - | - | - | - | WGFSS-HL92 | - | Monitoring and reduce harmonic mitigation | - | Use Case Repostitory WGFSS
WGSP UCR 241 | - | - | - | - | WGFSS-HL91 | - | Solve grid congestion issues through Balancing Market | - | Use Case Repostitory WGFSS
WGSP UCR 242 | - | - | - | - | WGFSS-HL72 | - | Field data collection for preventive maintenance | - | Use Case Repostitory WGFSS
WGSP UCR 243 | - | - | - | - | WGFSS-HL77 | - | Fuel and other resources allocation, cogeneration and other by-products production | - | Use Case Repostitory WGFSS
WGSP UCR 244 | - | - | - | - | WGFSS-HL73 | - | Risk assessment | - | Use Case Repostitory WGFSS
WGSP UCR 245 | - | - | - | - | WGFSS-HL74 | - | Ancillary services and reserve products control | - | Use Case Repostitory WGFSS
WGSP UCR 246 | - | - | - | - | WGFSS-HL75 | - | Day-ahead fleet scheduling | - | Use Case Repostitory WGFSS
WGSP UCR 247 | - | - | - | - | WGFSS-HL76 | - | Day-ahead hydro plant valley scheduling | - | Use Case Repostitory WGFSS
WGSP UCR 248 | - | - | - | - | WGFSS-HL81 | - | Emissions reporting | - | Use Case Repostitory WGFSS
WGSP UCR 249 | - | - | - | - | WGFSS-HL79 | - | Plant scheduling | - | Use Case Repostitory WGFSS
WGSP UCR 250 | - | - | - | - | WGFSS-HL89 | - | Operate (register/bidding/clearing/publishing) Ancillary Services Markets | - | Use Case Repostitory WGFSS
WGSP UCR 251 | - | - | - | - | WGFSS-HL80 | - | Emissions compliance assessment | - | Use Case Repostitory WGFSS
WGSP UCR 252 | - | - | - | - | WGFSS-HL83 | - | Performance monitoring | - | Use Case Repostitory WGFSS
WGSP UCR 253 | - | - | - | - | WGFSS-HL82 | - | Equipment actual availability monitoring | - | Use Case Repostitory WGFSS
WGSP UCR 254 | - | - | - | - | WGFSS-HL84 | - | Permit to work management | - | Use Case Repostitory WGFSS
WGSP UCR 255 | - | - | - | - | WGFSS-HL85 | - | Plant capability estimation | - | Use Case Repostitory WGFSS
WGSP UCR 256 | - | - | - | - | WGFSS-HL87 | - | Manage (auction/resale/curtailment) transmission capacity rights on interconnectors | - | Use Case Repostitory WGFSS
WGSP UCR 257 | - | - | - | - | WGFSS-HL88 | - | Consolidate and verify energy schedules | - | Use Case Repostitory WGFSS
WGSP UCR 258 | - | - | - | - | WGFSS-HL90 | - | Solve balancing issues through Balancing Market | - | Use Case Repostitory WGFSS
WGSP UCR 259 | - | - | - | - | WGFSS-HL193 | - | Send market schedules to operation systems | - | Use Case Repostitory WGFSS
WGSP UCR 260 | - | - | - | - | WGFSS-HL188 | - | Compute optimized assets schedules to match commercial contracts | - | Use Case Repostitory WGFSS
WGSP UCR 261 | - | - | - | - | WGFSS-HL194 | - | Publish market results | - | Use Case Repostitory WGFSS
WGSP UCR 262 | Grid | System | - | - | WGRA-3101 | Bulk Generation | Wide-Area Situational Awareness (WASA) | High-level Use Case | Use Case Repostitory WGRA
WGSP UCR 263 | Closed-Loop Controller | Application | - | X | WGRA-3101 | Bulk Generation | Wide-Area Situational Awareness (WASA) | High-level Use Case | Use Case Repostitory WGRA
WGSP UCR 264 | Real-time State Estimator (RTSS) | Application | - | X | WGRA-3101 | Bulk Generation | Wide-Area Situational Awareness (WASA) | High-level Use Case | Use Case Repostitory WGRA
WGSP UCR 265 | Wide-area Monitoring (WAMON) | Application | - | X | WGRA-3101 | Bulk Generation | Wide-Area Situational Awareness (WASA) | High-level Use Case | Use Case Repostitory WGRA
WGSP UCR 266 | System Operator | Person | - | - | WGRA-3101 | Bulk Generation | Wide-Area Situational Awareness (WASA) | High-level Use Case | Use Case Repostitory WGRA
WGSP UCR 267 | Field Actuators | System | - | - | WGRA-3101 | Bulk Generation | Wide-Area Situational Awareness (WASA) | High-level Use Case | Use Case Repostitory WGRA
WGSP UCR 268 | Data Aggregator | System | - | - | WGRA-3101 | Bulk Generation | Wide-Area Situational Awareness (WASA) | High-level Use Case | Use Case Repostitory WGRA
WGSP UCR 269 | Field Sensing Devices | System | - | X | WGRA-3101 | Bulk Generation | Wide-Area Situational Awareness (WASA) | High-level Use Case | Use Case Repostitory WGRA
WGSP UCR 270 | Grid | System | - | - | WGRA-0701 | - | Control reactive power of DER unit | - | Use Case Repostitory WGRA
WGSP UCR 271 | Distributed Generation | - | - | - | WGRA-0701 | - | Control reactive power of DER unit | - | Use Case Repostitory WGRA
WGSP UCR 272 | Distrubbution IED | - | - |  | WGRA-0701 | - | Control reactive power of DER unit | - | Use Case Repostitory WGRA
WGSP UCR 273 | DSO System | Role | - |  | WGSP-0003 | - | Electric Vehicle Charge Sheduling | - | Use Case Repostitory WGSP OLD
WGSP UCR 274 | Electric Vehicle Supply Equipment (EVSE) | - | - |  | WGSP-0003 | - | Electric Vehicle Charge Sheduling | - | Use Case Repostitory WGSP OLD
WGSP UCR 275 | Charge Spot Operator (CSO) | - | - |  | WGSP-0003 | - | Electric Vehicle Charge Sheduling | - | Use Case Repostitory WGSP OLD
WGSP UCR 276 | e-Mobility Service Provider (eMSP) | - | - |  | WGSP-0003 | - | Electric Vehicle Charge Sheduling | - | Use Case Repostitory WGSP OLD
WGSP UCR 277 | El. Vehicle (EV) | Role | - |  | WGSP-0003 | - | Electric Vehicle Charge Sheduling | - | Use Case Repostitory WGSP OLD
WGSP UCR 278 | Customer | - | - |  | WGSP-0003 | - | Electric Vehicle Charge Sheduling | - | Use Case Repostitory WGSP OLD
WGSP UCR 279 | CEMS-user | - | - |  | WGSP-2020 | - | Generic -DSM23 -Controlling energy consumption or generation via CEMS or directly with smart appliances. | - | Use Case Repostitory WGSP OLD
WGSP UCR 280 | Consumer | - | - |  | WGSP-2020 | - | Generic -DSM23 -Controlling energy consumption or generation via CEMS or directly with smart appliances. | - | Use Case Repostitory WGSP OLD
WGSP UCR 281 | Display | - | - |  | WGSP-2020 | - | Generic -DSM23 -Controlling energy consumption or generation via CEMS or directly with smart appliances. | - | Use Case Repostitory WGSP OLD
WGSP UCR 282 | Smart appliance (White goods) | - | - |  | WGSP-2020 | - | Generic -DSM23 -Controlling energy consumption or generation via CEMS or directly with smart appliances. | - | Use Case Repostitory WGSP OLD
WGSP UCR 283 | Smart Meter (SM) | System | The metering end device is a combination of the following meter-related functions from the Smart Metering reference architecture: â€¢ Metrology functions including the conventional meter display (register or index) that are under legal metrological control. When under metrological control, these functions shall meet the essential requirements of the MID; â€¢ One or more additional functions not covered by the MID. These may also make use of the display; â€¢ Meter communication functions. |  | WGSP-2020 | - | Generic -DSM23 -Controlling energy consumption or generation via CEMS or directly with smart appliances. | - | Use Case Repostitory WGSP OLD
WGSP UCR 284 | customer Energy Management System ( CEMS) | - | - |  | WGSP-2020 | - | Generic -DSM23 -Controlling energy consumption or generation via CEMS or directly with smart appliances. | - | Use Case Repostitory WGSP OLD
WGSP UCR 285 | Electric Network SP | - | - |  | WGSP-1002 | - | Electric Vehicle (EV) charging and power feed | High-level Use Case | Use Case Repostitory WGSP OLD
WGSP UCR 286 | Telco Operator | - | - |  | WGSP-1002 | - | Electric Vehicle (EV) charging and power feed | High-level Use Case | Use Case Repostitory WGSP OLD
WGSP UCR 287 | Electric Vehicle Charging SP | - | special functions like the DR enablement (cost effective PEV Charging and Power Feed) and functions in conjunction with PEV service and maintenance (providing a data connection for PEV health purposes, e.g. managing Power Feed cycles, PEV-SW upgrading &remote fault analysis, etc. |  | WGSP-1002 | - | Electric Vehicle (EV) charging and power feed | High-level Use Case | Use Case Repostitory WGSP OLD
WGSP UCR 288 | Electricity-SP (El.-SP) | - | - |  | WGSP-1002 | - | Electric Vehicle (EV) charging and power feed | High-level Use Case | Use Case Repostitory WGSP OLD
WGSP UCR 289 | Electric Vehicle Service Provider (PEV-SP) | - | - |  | WGSP-1002 | - | Electric Vehicle (EV) charging and power feed | High-level Use Case | Use Case Repostitory WGSP OLD
WGSP UCR 290 | El. Vehicle (EV) | Role | - |  | WGSP-1002 | - | Electric Vehicle (EV) charging and power feed | High-level Use Case | Use Case Repostitory WGSP OLD
WGSP UCR 291 |  |  | - |  | WGSP-1003 | Electric-transportation (ET) | Electric Vehicle (EV) charging and power feed | High-level Use Case | Use Case Repostitory WGSP OLD
Note on E5: Bruinenberg, Jan: X = Primairy actor In Actor List NAIL = Primairy Actor Not in Actor list

## Roles
ADWP Roles | NIST (Legacy) Domain | Description | Level | Source | CSWG "C" | CSWG "I" | CSWG "A"
Sensor | All | A device that senses physical quantities in the generation system. | Conceptual | SGAC
Maintainer | All | Actor who is responsible for maintaining generation equipment. | Conceptual | SGAC
Processor | Service Provider | An entity that performs calculations to support the service provider operator. | Conceptual | SGAC
Market Manager | Market | The entity that is responsible for the fair operation of the market. | Conceptual | SGAC
Participant | Market | Any entity that buys or sells in the market. | Conceptual | SGAC
Node | Market | A location where a contract can be valued. | Conceptual | SGAC
Original SGAC Conceptual Architecture Conceptual - Archi-typical Interactions Messages
Actuator | Generation | A device that operates on the generation system | Conceptual | SGAC
Generator | Generation | device attached to the grid that provides power | Conceptual | SGAC
Storage | Generation | Devices attached to the grid that can be both a load and a source depending on the load balance requirements | Conceptual | SGAC
Manager | Generation | An entity that performs functions based on established preferences | Conceptual | SGAC
Customer | Customer | An entity that has a contractual relationship with the grid | Conceptual | SGAC
Load | Customer | Devices that belong to customers that draw power | Conceptual | SGAC
Generator | Customer | Devices that belong to customers that provides power | Conceptual | SGAC
Storage | Customer | Devices that belong to customers that can be both a load and a source depending on the load balance requirements | Conceptual | SGAC
Actuator | Customer | Devices that belong to customers that manage energy flow based on customer set parameters | Conceptual | SGAC
Manager | Customer | An entity that performs functions based on customer preferences | Conceptual | SGAC
Actuator | Distribution | A device that operates on the distribution grid | Conceptual | SGAC
Sensor | Distribution | A device that senses physical quantities in the distribution grid | Conceptual | SGAC
Generator | Distribution | device attached to the distribution grid that provides power | Conceptual | SGAC
Storage | Distribution | Devices attached to the distribution grid that can be both a load and a source depending on the load balance requirements | Conceptual | SGAC
Manager | Distribution | An entity that performs functions based on established preferences | Conceptual | SGAC
Equipment | Distribution | Electrical devices that make up the traditional distribution grid | Conceptual | SGAC
Load | Distribution | Devices that draw power attached directly to the distribution system | Conceptual | SGAC
Actuator | Transmission | A device that operates on the transmission grid | Conceptual | SGAC
Generator | Transmission | device attached to the transmission grid that provides power | Conceptual | SGAC
Storage | Transmission | Devices attached to the transmission grid that can be both a load and a source depending on the load balance requirements | Conceptual | SGAC
Manager | Transmission | An entity that performs functions based on established preferences | Conceptual | SGAC
Equipment | Transmission/ Service Provider | Electrical devices that make up the traditional grid | Conceptual | SGAC
Load | Transmission | Devices that draw power attached directly to the transmission system | Conceptual | SGAC
Market | Market | A clearing house for trading energy related contracts | Conceptual | SGAC
Operator | Operations | An entity that monitors the sensor readings and operates the actuators | Conceptual | SGAC
Manager | Operations | An entity that determines the parameters that the operators work within | Conceptual | SGAC
Operator | Service Provider | An entity that monitors the sensor readings and operates the actuators assigned to the service provider | Conceptual | SGAC
Manager | Service Provider | An entity that determines the parameters that the operators work within for equipment assigned to the service provider | Conceptual | SGAC
Processor | Service Provider | An entity that performs calculations to support the service provider operator | Conceptual | SGAC

## Comments
Date | Reviewer/Comments | Result
2013.Sep.16 | S. Amsbary / J. Bruinenburg / P. Hermans
| Included Actors from EU Commission SC-CG Working Packet 2 - as of 2013Sep02 | EU cctors list merged into existing list w/ incremental traceability to EU standardized SC-CG & select SDO / use cases added as a separate tab
2012.Nov.19 | SGAC Architecture Development WP - S. Amsbary / J Ruiz | SGAC Architctecture Development WP
| Review for actual type of use. Further (re)defining actors to actor, role, or services based upon agreed to SOA ontology, TOGAF and SGAM Alignement | activity started
Inprocess as of: 2013Sep16
2011.Aug.18 | K. Sefferud / S. McCafferty | S. Amsbary
| Include Actors from EU Commission Task Force for Smart Grids; Expert Group 3: Roles and Responsibilities of Actors involved in the Smart Grids Deployment; EG3 Deliverable 04. April 2011 | Selveral Actors consolidated into existing Actors. A few Actors were renamed for clarification (noted in Alternative Actor Column)
done - 2011.August.18 (late)
2010.Sept.23 | Marty Burns
| Renumbering versions to allow arrival of first complete SGIP approved version as 1.0 | marty
| Cleanup of columns sorting … | marty
2010.Sept.22 | John Ruiz | S. Amsbary
| The set of actors defined in the Energy Information Standards (EIS) Alliance Use Cases have not been included in this list. The document is being used by PAP10 and PAP17 to develop requirements. Here is the list from the document titled, "Energy Information Standards (EIS) Alliance Customer Domain Use Cases, V3.01, May, 21, 2010. | Several EIS Actors align with existing Actors and were merged into their desriptions. Most notably several EIS actors are more granular descriptions that do not add significant differenciation of their function in a use case - such as Landlord, Home Owner & Operations Manager are all types of Facility Managers
Name | Type | Description
Facility Manager | Person | Person responsible for the maintenance and operation of the facility. In the Residential market, this is the home owner, landlord, or building superintendent.
Critical Loads | Machine | Individual loads deemed to be critical to the operation of the facility or process.
Sheddable Loads | Machine | Individual loads that may be shed or controlled to reduce power demand.
End Use Customer | Person | Residential customer or other person in a commercial/industrial building that is consuming energy. This customer may also be an entity (e.g. department, tenant) within a larger building.
ESCO | Organization | Business providing energy savings, efficiency, and generation solutions.
Energy Information Provider | Organization | Business providing energy supply or demand information.
Energy Supplier | Organization | A company that delivers electricity to end use customers.
Energy Management System | Device | A system used to monitor and control the energy consuming devices in a building.
Metering Equipment | Device | A system that measures energy consumption and demand of a facility or load.
Intelligent Sub-Metering Device | Device | A system that measures, collects, and analyzes energy cost/consumption of external equipment.
Intelligent End Point | Device | A system that internally measures, collects, and analyzes its energy cost/consumption. Examples: Smart Power Strip, Smart Power Distribution Unit
Intelligent HMI Energy Device | Device | A device that is capable of displaying power consumption of one or more devices, areas, buildings, or campuses.
Intelligent HMI Energy Device | Device | A system that displays information on the energy cost/consumption of one or more devices in a building.
HMI = Human, Machine Interface.
This could be a stand-alone device, separate from an EMS or, it could be a display connected to an EMS. Examples include Touch-screen interface for system control in a home, an energy kiosk in a lobby, etc.
Financial Manager | Person | Person that is responsible for cost accounting and developing financial strategies for an industrial or commercial business.
Home Owner | Person
Landlord | Person | Owner or manager of multi-premise dwelling
Installer (service technician) | Person | Installer of intelligent end-point loads, DR loads, or EMS system and components
Operations Manager | Person | Person that is responsible for the operational activities within an industrial or commercial building.
2010.Sept.22 | Conf-call (M. Burns, A. Snyder, K. Stefferud, S. Amsbary, J. Hughes, S. McCafferty) | See below
| Actor names and acronyms must agree | Steph - done
| Remove EPRI/SCE Actors for Now | Steph - done (kept in alternative copy)
| Revise BAS description to include lighting controls and life safety etc… | Kay - done
| Change existing column U name to original actor name and insert as column C | Steph - done and re-aligned
| Need process description page and what we want to do with the results | Kay - done
| Need to correct Original actor name alignment with Actor rows | Steph - done
2010.Sept.21 | Marty Burns: | Marty reaching out to NAESB for finalized list & clarification
| Need to find and define all commonly used acronyms used in Use Cases | Ongoing
| Need to resolve NAESB non-actors | Open
| Database added as an Actor | Done
| Need to resolve Conceptual Model non-actors | Open
2010.Sept.20 | Martys Burns: | S.Amsbary / K. Stefferud
| No plural actor names | done
| No colons or other punctuation marks | Actor name adjusted
| Standard abbreviations for actors in the abbreviations column only | Added Abbrev column
| Don't think data can be an actor -- its an information object exchanged between actors | Data and functions moved to separate area below Actors
| Still some duplicates to resolve | Caught, several more consolidated - thanks for the review
| Collision between EMS for operations and EMS at customer site. BAS is ASHRAE standard term, I think. | BAS is correct NAESDB term - all references changed
| Should subclassing be done with "." or by appending or prepending class -- for example BuildingGateway, HomeGateway, DistributionControl, SubstationControl, … | Fixed and moved to separate section since these are not data, application, or device since they do not one align with one of the selected Actor types

## Drop Down Lists
Entity-ID Drop-down
Actor
n-a
Role
Service
Zone
Architecture Level
Conceptual
Contextual
Implementation
Logical
n-a
Physical
Domain
Customer
Cross Cutting
DER
Distribution
Generation
Market
Operations
Service Provider
Transmission
TYPE
Agency
Device
Application
Data Facility
Organization
Organizational entity
Person
Service
Zone
Concentration Point
Enterprise
Field Equipment
Market
Operations
Process

## Analyses
Analyses on type of Entities (actor/role/service) | Total US+EU | US | EU
Empty cells | 4 | 4 | 0
Cells with no name ("-", "NA" and "?") | 110 | 36 | 74
Intitial Actors ("Actor" (96), "External Actor" (2), "NA Actor" (1), "Person" (11), "Role Actor"(5), "Service Actor"(4)) | 119 | 108 | 11
Initial Roles ("Actor Role", "Generic Role", "Role", "Service Role") | 202 | 120 | 82
Applications | 35 | 3 | 32
Systems | 55 | 5 | 50
Services | 915 | 915 | 0
Zones | 5 | 5 | 0
Total Entities | 1445 | 1196 | 249
Analyses on description of Entities | Number
Number of actors without an description | 97
Analyses on Entity/Usecase relationschip | Number
Number of traceble usecases on th eEU Side (DKE repository) | 291
Number of usecases without an actor (DKE repository) | 150
Number of traceble usecases on USE side | 0